## Spectrum
M470L5 Spectrum
|  | Wavelength (nm) | Normalized Intensity
|  | 199.7603 | 0
|  | 199.9619 | 0
|  | 200.1636 | 0
|  | 200.3652 | 0
Product Raw Data |  | 200.5669 | 0
470 nm, 809 mW (Min) Mounted LED, 1000 mA |  | 200.7686 | 0
|  | 200.9704 | 0
Item # | M470L5 | 201.1721 | 0
DISCLAIMER: The data presented here are typical. Slight variations in performance data will occur from lot to lot. Please contact Technical Support with any questions regarding the use or reliability of this data. |  | 201.3738 | 0
|  | 201.5756 | 0
|  | 201.7774 | 0
|  | 201.9792 | 0
|  | 202.181 | 0
|  | 202.3828 | 0
This data may be used in publications. However, please cite Thorlabs as the source. |  | 202.5846 | 0
|  | 202.7865 | 0
|  | 202.9884 | 0
|  | 203.1902 | 0
Additional Information: |  | 203.3921 | 0
Due to variations in the manufacturing process and operating parameters such as temperature and current, the actual spectral output of any given LED will vary. Output plots are only intended to be used as a guideline. |  | 203.594 | 0
|  | 203.796 | 0
|  | 203.9979 | 0
|  | 204.1998 | 0
|  | 204.4018 | 0
|  | 204.6038 | 0
|  | 204.8058 | 0
|  | 205.0078 | 0
|  | 205.2098 | 0
|  | 205.4118 | 0
|  | 205.6139 | 0
|  | 205.816 | 0
|  | 206.0181 | 0
|  | 206.2202 | 0
|  | 206.4223 | 0
|  | 206.6244 | 0
|  | 206.8265 | 0
|  | 207.0287 | 0
|  | 207.2308 | 0
|  | 207.433 | 0
|  | 207.6352 | 0
|  | 207.8374 | 0
|  | 208.0397 | 0
|  | 208.2419 | 0
|  | 208.4442 | 0
|  | 208.6464 | 0
|  | 208.8487 | 0
|  | 209.051 | 0
|  | 209.2533 | 0
|  | 209.4556 | 0
|  | 209.658 | 0
|  | 209.8603 | 0
|  | 210.0627 | 0
|  | 210.2651 | 0
|  | 210.4675 | 0
|  | 210.6699 | 0
|  | 210.8723 | 0
|  | 211.0748 | 0
|  | 211.2772 | 0
|  | 211.4797 | 0
|  | 211.6822 | 0
|  | 211.8847 | 0
|  | 212.0872 | 0
|  | 212.2897 | 0
|  | 212.4922 | 0
|  | 212.6948 | 0
|  | 212.8974 | 0
|  | 213.0999 | 0
|  | 213.3025 | 0
|  | 213.5052 | 0
|  | 213.7078 | 0
|  | 213.9104 | 0
|  | 214.1131 | 0
|  | 214.3158 | 0
|  | 214.5184 | 0
|  | 214.7211 | 0
|  | 214.9238 | 0
|  | 215.1266 | 0
|  | 215.3293 | 0
|  | 215.5321 | 0
|  | 215.7348 | 0
|  | 215.9376 | 0
|  | 216.1404 | 0
|  | 216.3432 | 0
|  | 216.5461 | 0
|  | 216.7489 | 0
|  | 216.9518 | 0
|  | 217.1546 | 0
|  | 217.3575 | 0
|  | 217.5604 | 0
|  | 217.7633 | 0
|  | 217.9662 | 0
|  | 218.1692 | 0
|  | 218.3721 | 0
|  | 218.5751 | 0
|  | 218.7781 | 0
|  | 218.9811 | 0
|  | 219.1841 | 0
|  | 219.3871 | 0
|  | 219.5901 | 0
|  | 219.7932 | 0
|  | 219.9963 | 0
|  | 220.1994 | 0
|  | 220.4025 | 0
|  | 220.6056 | 0
|  | 220.8087 | 0
|  | 221.0118 | 0
|  | 221.215 | 0
|  | 221.4182 | 0
|  | 221.6213 | 0
|  | 221.8245 | 0
|  | 222.0277 | 0
|  | 222.231 | 0
|  | 222.4342 | 0
|  | 222.6375 | 0
|  | 222.8407 | 0
|  | 223.044 | 0
|  | 223.2473 | 0
|  | 223.4506 | 0
|  | 223.6539 | 0
|  | 223.8573 | 0
|  | 224.0606 | 0
|  | 224.264 | 0
|  | 224.4674 | 0
|  | 224.6708 | 0
|  | 224.8742 | 0
|  | 225.0776 | 0
|  | 225.2811 | 0
|  | 225.4845 | 0
|  | 225.688 | 0
|  | 225.8914 | 0
|  | 226.0949 | 0
|  | 226.2984 | 0
|  | 226.502 | 0
|  | 226.7055 | 0
|  | 226.9091 | 0
|  | 227.1126 | 0
|  | 227.3162 | 0
|  | 227.5198 | 0
|  | 227.7234 | 0
|  | 227.927 | 0
|  | 228.1307 | 0
|  | 228.3343 | 0
|  | 228.538 | 0
|  | 228.7417 | 0
|  | 228.9453 | 0
|  | 229.149 | 0
|  | 229.3528 | 0
|  | 229.5565 | 0
|  | 229.7603 | 0
|  | 229.964 | 0
|  | 230.1678 | 0
|  | 230.3716 | 0
|  | 230.5754 | 0
|  | 230.7792 | 0
|  | 230.983 | 0
|  | 231.1869 | 0
|  | 231.3907 | 0
|  | 231.5946 | 0
|  | 231.7985 | 0
|  | 232.0024 | 0
|  | 232.2063 | 0
|  | 232.4103 | 0
|  | 232.6142 | 0
|  | 232.8182 | 0
|  | 233.0222 | 0
|  | 233.2261 | 0
|  | 233.4301 | 0
|  | 233.6342 | 0
|  | 233.8382 | 0
|  | 234.0422 | 0
|  | 234.2463 | 0
|  | 234.4504 | 0
|  | 234.6544 | 0
|  | 234.8586 | 0
|  | 235.0627 | 0
|  | 235.2668 | 0
|  | 235.4709 | 0
|  | 235.6751 | 0
|  | 235.8793 | 0
|  | 236.0835 | 0
|  | 236.2876 | 0
|  | 236.4919 | 0
|  | 236.6961 | 0
|  | 236.9003 | 0
|  | 237.1046 | 0
|  | 237.3089 | 0
|  | 237.5131 | 0
|  | 237.7174 | 0
|  | 237.9217 | 0
|  | 238.1261 | 0
|  | 238.3304 | 0
|  | 238.5348 | 0
|  | 238.7391 | 0
|  | 238.9435 | 0
|  | 239.1479 | 0
|  | 239.3523 | 0
|  | 239.5567 | 0
|  | 239.7612 | 0
|  | 239.9656 | 0
|  | 240.1701 | 0
|  | 240.3746 | 0
|  | 240.5791 | 0
|  | 240.7836 | 0
|  | 240.9881 | 0
|  | 241.1926 | 0
|  | 241.3972 | 0
|  | 241.6017 | 0
|  | 241.8063 | 0
|  | 242.0109 | 0
|  | 242.2155 | 0
|  | 242.4201 | 0
|  | 242.6248 | 0
|  | 242.8294 | 0
|  | 243.0341 | 0
|  | 243.2387 | 0
|  | 243.4434 | 0
|  | 243.6481 | 0
|  | 243.8528 | 0
|  | 244.0576 | 0
|  | 244.2623 | 0
|  | 244.4671 | 0
|  | 244.6718 | 0
|  | 244.8766 | 0
|  | 245.0814 | 0
|  | 245.2862 | 0
|  | 245.4911 | 0
|  | 245.6959 | 0
|  | 245.9008 | 0
|  | 246.1056 | 0
|  | 246.3105 | 0
|  | 246.5154 | 0
|  | 246.7203 | 0
|  | 246.9252 | 0
|  | 247.1302 | 0
|  | 247.3351 | 0
|  | 247.5401 | 0
|  | 247.7451 | 0
|  | 247.9501 | 0
|  | 248.1551 | 0
|  | 248.3601 | 0
|  | 248.5651 | 0
|  | 248.7702 | 0
|  | 248.9753 | 0
|  | 249.1803 | 0
|  | 249.3854 | 0
|  | 249.5905 | 0
|  | 249.7957 | 0
|  | 250.0008 | 0
|  | 250.2059 | 0
|  | 250.4111 | 0
|  | 250.6163 | 0
|  | 250.8215 | 0
|  | 251.0267 | 0
|  | 251.2319 | 0
|  | 251.4371 | 0
|  | 251.6423 | 0
|  | 251.8476 | 0
|  | 252.0529 | 0
|  | 252.2582 | 0
|  | 252.4635 | 0
|  | 252.6688 | 0
|  | 252.8741 | 0
|  | 253.0794 | 0
|  | 253.2848 | 0
|  | 253.4902 | 0
|  | 253.6955 | 0
|  | 253.9009 | 0
|  | 254.1064 | 0
|  | 254.3118 | 0
|  | 254.5172 | 0
|  | 254.7227 | 0
|  | 254.9281 | 0
|  | 255.1336 | 0
|  | 255.3391 | 0
|  | 255.5446 | 0
|  | 255.7501 | 0
|  | 255.9557 | 0
|  | 256.1612 | 0
|  | 256.3668 | 0
|  | 256.5723 | 0
|  | 256.7779 | 0
|  | 256.9835 | 0
|  | 257.1891 | 0
|  | 257.3948 | 0
|  | 257.6004 | 0
|  | 257.8061 | 0
|  | 258.0117 | 0
|  | 258.2174 | 0
|  | 258.4231 | 0
|  | 258.6288 | 0
|  | 258.8346 | 0
|  | 259.0403 | 0
|  | 259.2461 | 0
|  | 259.4518 | 0
|  | 259.6576 | 0
|  | 259.8634 | 0
|  | 260.0692 | 0
|  | 260.2751 | 0
|  | 260.4809 | 0
|  | 260.6867 | 0
|  | 260.8926 | 0
|  | 261.0985 | 0
|  | 261.3044 | 0
|  | 261.5103 | 0
|  | 261.7162 | 0
|  | 261.9221 | 0
|  | 262.1281 | 0
|  | 262.334 | 0
|  | 262.54 | 0
|  | 262.746 | 0
|  | 262.952 | 0
|  | 263.158 | 0
|  | 263.364 | 0
|  | 263.5701 | 0
|  | 263.7761 | 0
|  | 263.9822 | 0
|  | 264.1883 | 0
|  | 264.3944 | 0
|  | 264.6005 | 0
|  | 264.8066 | 0
|  | 265.0128 | 0
|  | 265.2189 | 0
|  | 265.4251 | 0
|  | 265.6313 | 0
|  | 265.8374 | 0
|  | 266.0436 | 0
|  | 266.2499 | 0
|  | 266.4561 | 0
|  | 266.6624 | 0
|  | 266.8686 | 0
|  | 267.0749 | 0
|  | 267.2812 | 0
|  | 267.4875 | 0
|  | 267.6938 | 0
|  | 267.9001 | 0
|  | 268.1065 | 0
|  | 268.3128 | 0
|  | 268.5192 | 0
|  | 268.7256 | 0
|  | 268.932 | 0
|  | 269.1384 | 0
|  | 269.3448 | 0
|  | 269.5512 | 0
|  | 269.7577 | 0
|  | 269.9642 | 0
|  | 270.1707 | 0
|  | 270.3771 | 0
|  | 270.5836 | 0
|  | 270.7902 | 0
|  | 270.9967 | 0
|  | 271.2032 | 0
|  | 271.4098 | 0
|  | 271.6164 | 0
|  | 271.823 | 0
|  | 272.0296 | 0
|  | 272.2362 | 0
|  | 272.4428 | 0
|  | 272.6494 | 0
|  | 272.8561 | 0
|  | 273.0628 | 0
|  | 273.2695 | 0
|  | 273.4762 | 0
|  | 273.6829 | 0
|  | 273.8896 | 0
|  | 274.0963 | 0
|  | 274.3031 | 0
|  | 274.5099 | 0
|  | 274.7166 | 0
|  | 274.9234 | 0
|  | 275.1302 | 0
|  | 275.337 | 0
|  | 275.5439 | 0
|  | 275.7507 | 0
|  | 275.9576 | 0
|  | 276.1645 | 0
|  | 276.3713 | 0
|  | 276.5782 | 0
|  | 276.7852 | 0
|  | 276.9921 | 0
|  | 277.199 | 0
|  | 277.406 | 0
|  | 277.6129 | 0
|  | 277.8199 | 0
|  | 278.0269 | 0
|  | 278.2339 | 0
|  | 278.4409 | 0
|  | 278.648 | 0
|  | 278.855 | 0
|  | 279.0621 | 0
|  | 279.2692 | 0
|  | 279.4763 | 0
|  | 279.6833 | 0
|  | 279.8905 | 0
|  | 280.0976 | 0
|  | 280.3047 | 0
|  | 280.5119 | 0
|  | 280.7191 | 0
|  | 280.9263 | 0
|  | 281.1335 | 0
|  | 281.3407 | 0
|  | 281.5479 | 0
|  | 281.7551 | 0
|  | 281.9624 | 0
|  | 282.1696 | 0
|  | 282.3769 | 0
|  | 282.5842 | 0
|  | 282.7915 | 0
|  | 282.9988 | 0
|  | 283.2062 | 0
|  | 283.4135 | 0
|  | 283.6209 | 0
|  | 283.8282 | 0
|  | 284.0356 | 0
|  | 284.243 | 0
|  | 284.4504 | 0
|  | 284.6579 | 0
|  | 284.8653 | 0
|  | 285.0728 | 0
|  | 285.2802 | 0
|  | 285.4877 | 0
|  | 285.6952 | 0
|  | 285.9027 | 0
|  | 286.1102 | 0
|  | 286.3177 | 0
|  | 286.5253 | 0
|  | 286.7329 | 0
|  | 286.9404 | 0
|  | 287.148 | 0
|  | 287.3556 | 0
|  | 287.5632 | 0
|  | 287.7709 | 0
|  | 287.9785 | 0
|  | 288.1862 | 0
|  | 288.3938 | 0
|  | 288.6015 | 0
|  | 288.8092 | 0
|  | 289.0169 | 0
|  | 289.2246 | 0
|  | 289.4324 | 0
|  | 289.6401 | 0
|  | 289.8479 | 0
|  | 290.0557 | 0
|  | 290.2635 | 0
|  | 290.4713 | 0
|  | 290.679 | 0
|  | 290.8869 | 0
|  | 291.0947 | 0
|  | 291.3026 | 0
|  | 291.5104 | 0
|  | 291.7183 | 0
|  | 291.9262 | 0
|  | 292.1341 | 0
|  | 292.3421 | 0
|  | 292.55 | 0
|  | 292.7579 | 0
|  | 292.9659 | 0
|  | 293.1739 | 0
|  | 293.3819 | 0
|  | 293.5899 | 0
|  | 293.7979 | 0
|  | 294.0059 | 0
|  | 294.214 | 0
|  | 294.422 | 0
|  | 294.6301 | 0
|  | 294.8382 | 0
|  | 295.0463 | 0
|  | 295.2544 | 0
|  | 295.4625 | 0
|  | 295.6706 | 0
|  | 295.8788 | 0
|  | 296.0869 | 0
|  | 296.2951 | 0
|  | 296.5033 | 0
|  | 296.7115 | 0
|  | 296.9197 | 0
|  | 297.1279 | 0
|  | 297.3362 | 0
|  | 297.5444 | 0
|  | 297.7527 | 0
|  | 297.961 | 0
|  | 298.1693 | 0
|  | 298.3776 | 0
|  | 298.5859 | 0
|  | 298.7942 | 0
|  | 299.0026 | 0
|  | 299.2109 | 0
|  | 299.4193 | 0
|  | 299.6277 | 0
|  | 299.8361 | 0
|  | 300.0445 | 0
|  | 300.253 | 0
|  | 300.4614 | 0
|  | 300.6698 | 0
|  | 300.8783 | 0
|  | 301.0868 | 0
|  | 301.2953 | 0
|  | 301.5038 | 0
|  | 301.7123 | 0
|  | 301.9208 | 0
|  | 302.1294 | 0
|  | 302.338 | 0
|  | 302.5465 | 0
|  | 302.7551 | 0
|  | 302.9637 | 0
|  | 303.1723 | 0
|  | 303.381 | 0
|  | 303.5896 | 0
|  | 303.7982 | 0
|  | 304.0069 | 0
|  | 304.2156 | 0
|  | 304.4243 | 0
|  | 304.633 | 0
|  | 304.8417 | 0
|  | 305.0504 | 0
|  | 305.2592 | 0
|  | 305.4679 | 0
|  | 305.6767 | 0
|  | 305.8855 | 0
|  | 306.0943 | 0
|  | 306.3031 | 0
|  | 306.5119 | 0
|  | 306.7207 | 0
|  | 306.9296 | 0
|  | 307.1385 | 0
|  | 307.3473 | 0
|  | 307.5562 | 0
|  | 307.7651 | 0
|  | 307.974 | 0
|  | 308.183 | 0
|  | 308.3919 | 0
|  | 308.6009 | 0
|  | 308.8098 | 0
|  | 309.0188 | 0
|  | 309.2278 | 0
|  | 309.4368 | 0
|  | 309.6458 | 0
|  | 309.8549 | 0
|  | 310.0639 | 0
|  | 310.273 | 0
|  | 310.4821 | 0
|  | 310.6911 | 0
|  | 310.9002 | 0
|  | 311.1093 | 0
|  | 311.3185 | 0
|  | 311.5276 | 0
|  | 311.7368 | 0
|  | 311.9459 | 0
|  | 312.1551 | 0
|  | 312.3643 | 0
|  | 312.5735 | 0
|  | 312.7827 | 0
|  | 312.9919 | 0
|  | 313.2012 | 0
|  | 313.4105 | 0
|  | 313.6197 | 0
|  | 313.829 | 0
|  | 314.0383 | 0
|  | 314.2476 | 0
|  | 314.4569 | 0
|  | 314.6663 | 0
|  | 314.8756 | 0
|  | 315.085 | 0
|  | 315.2944 | 0
|  | 315.5038 | 0
|  | 315.7131 | 0
|  | 315.9225 | 0
|  | 316.132 | 0
|  | 316.3414 | 0
|  | 316.5509 | 0
|  | 316.7603 | 0
|  | 316.9698 | 0
|  | 317.1793 | 0
|  | 317.3888 | 0
|  | 317.5983 | 0
|  | 317.8079 | 0
|  | 318.0174 | 0
|  | 318.227 | 0
|  | 318.4366 | 0
|  | 318.6461 | 0
|  | 318.8557 | 0
|  | 319.0653 | 0
|  | 319.275 | 0
|  | 319.4846 | 0
|  | 319.6942 | 0
|  | 319.9039 | 0
|  | 320.1136 | 0
|  | 320.3233 | 0
|  | 320.533 | 0
|  | 320.7427 | 0
|  | 320.9524 | 0
|  | 321.1621 | 0
|  | 321.3719 | 0
|  | 321.5817 | 0
|  | 321.7914 | 0
|  | 322.0012 | 0
|  | 322.211 | 0
|  | 322.4209 | 0
|  | 322.6307 | 0
|  | 322.8405 | 0
|  | 323.0504 | 0
|  | 323.2603 | 0
|  | 323.4702 | 0
|  | 323.68 | 0
|  | 323.89 | 0
|  | 324.0999 | 0
|  | 324.3098 | 0
|  | 324.5197 | 0
|  | 324.7297 | 0
|  | 324.9397 | 0
|  | 325.1497 | 0
|  | 325.3597 | 0
|  | 325.5697 | 0
|  | 325.7797 | 0
|  | 325.9897 | 0
|  | 326.1998 | 0
|  | 326.4099 | 0
|  | 326.6199 | 0
|  | 326.83 | 0
|  | 327.0401 | 0
|  | 327.2502 | 0
|  | 327.4604 | 0
|  | 327.6705 | 0
|  | 327.8807 | 0
|  | 328.0909 | 0
|  | 328.301 | 0
|  | 328.5112 | 0
|  | 328.7214 | 0
|  | 328.9316 | 0
|  | 329.1419 | 0
|  | 329.3521 | 0
|  | 329.5624 | 0
|  | 329.7726 | 0
|  | 329.9829 | 0
|  | 330.1932 | 0
|  | 330.4035 | 0
|  | 330.6139 | 0
|  | 330.8242 | 0
|  | 331.0345 | 0
|  | 331.2449 | 0
|  | 331.4553 | 0
|  | 331.6656 | 0
|  | 331.8761 | 0
|  | 332.0865 | 0
|  | 332.2969 | 0
|  | 332.5073 | 0
|  | 332.7178 | 0
|  | 332.9283 | 0
|  | 333.1387 | 0
|  | 333.3492 | 0
|  | 333.5597 | 0
|  | 333.7702 | 0
|  | 333.9808 | 0
|  | 334.1913 | 0
|  | 334.4019 | 0
|  | 334.6124 | 0
|  | 334.823 | 0
|  | 335.0336 | 0
|  | 335.2442 | 0
|  | 335.4548 | 0
|  | 335.6654 | 0
|  | 335.8761 | 0
|  | 336.0868 | 0
|  | 336.2974 | 0
|  | 336.5081 | 0
|  | 336.7188 | 0
|  | 336.9295 | 0
|  | 337.1402 | 0
|  | 337.351 | 0
|  | 337.5617 | 0
|  | 337.7725 | 0
|  | 337.9832 | 0
|  | 338.194 | 0
|  | 338.4048 | 0
|  | 338.6156 | 0
|  | 338.8264 | 0
|  | 339.0373 | 0
|  | 339.2481 | 0
|  | 339.459 | 0
|  | 339.6699 | 0
|  | 339.8808 | 0
|  | 340.0917 | 0
|  | 340.3026 | 0
|  | 340.5135 | 0
|  | 340.7244 | 0
|  | 340.9354 | 0
|  | 341.1464 | 0
|  | 341.3573 | 0
|  | 341.5683 | 0
|  | 341.7793 | 0
|  | 341.9903 | 0
|  | 342.2014 | 0
|  | 342.4124 | 0
|  | 342.6234 | 0
|  | 342.8345 | 0
|  | 343.0456 | 0
|  | 343.2567 | 0
|  | 343.4678 | 0
|  | 343.6789 | 0
|  | 343.89 | 0
|  | 344.1012 | 0
|  | 344.3123 | 0
|  | 344.5235 | 0
|  | 344.7347 | 0
|  | 344.9459 | 0
|  | 345.1571 | 0
|  | 345.3683 | 0
|  | 345.5795 | 0
|  | 345.7908 | 0
|  | 346.002 | 0
|  | 346.2133 | 0
|  | 346.4246 | 0
|  | 346.6359 | 0
|  | 346.8472 | 0
|  | 347.0585 | 0
|  | 347.2698 | 0
|  | 347.4812 | 0
|  | 347.6925 | 0
|  | 347.9039 | 0
|  | 348.1153 | 0
|  | 348.3267 | 0
|  | 348.5381 | 0
|  | 348.7495 | 0
|  | 348.961 | 0
|  | 349.1724 | 0
|  | 349.3839 | 0
|  | 349.5953 | 0
|  | 349.8068 | 0
|  | 350.0183 | 0
|  | 350.2298 | 0
|  | 350.4413 | 0
|  | 350.6529 | 0
|  | 350.8644 | 0
|  | 351.076 | 0
|  | 351.2876 | 0
|  | 351.4992 | 0
|  | 351.7108 | 0
|  | 351.9224 | 0
|  | 352.134 | 0
|  | 352.3456 | 0
|  | 352.5573 | 0
|  | 352.769 | 0
|  | 352.9806 | 0
|  | 353.1923 | 0
|  | 353.404 | 0
|  | 353.6157 | 0
|  | 353.8275 | 0
|  | 354.0392 | 0
|  | 354.2509 | 0
|  | 354.4627 | 0
|  | 354.6745 | 0
|  | 354.8863 | 0
|  | 355.0981 | 0
|  | 355.3099 | 0
|  | 355.5217 | 0
|  | 355.7336 | 0
|  | 355.9454 | 0
|  | 356.1573 | 0
|  | 356.3691 | 0
|  | 356.581 | 0
|  | 356.7929 | 0
|  | 357.0048 | 0
|  | 357.2168 | 0
|  | 357.4287 | 0
|  | 357.6407 | 0
|  | 357.8526 | 0
|  | 358.0646 | 0
|  | 358.2766 | 0
|  | 358.4886 | 0
|  | 358.7006 | 0
|  | 358.9126 | 0
|  | 359.1247 | 0
|  | 359.3367 | 0
|  | 359.5488 | 0
|  | 359.7609 | 0
|  | 359.973 | 0
|  | 360.1851 | 0
|  | 360.3972 | 0
|  | 360.6093 | 0
|  | 360.8214 | 0
|  | 361.0336 | 0
|  | 361.2458 | 0
|  | 361.4579 | 0
|  | 361.6701 | 0
|  | 361.8823 | 0
|  | 362.0945 | 0
|  | 362.3068 | 0
|  | 362.519 | 0
|  | 362.7313 | 0
|  | 362.9435 | 0
|  | 363.1558 | 0
|  | 363.3681 | 0
|  | 363.5804 | 0
|  | 363.7927 | 0
|  | 364.005 | 0
|  | 364.2174 | 0
|  | 364.4297 | 0
|  | 364.6421 | 0
|  | 364.8545 | 0
|  | 365.0669 | 0
|  | 365.2793 | 0
|  | 365.4917 | 0
|  | 365.7041 | 0
|  | 365.9166 | 0
|  | 366.129 | 0
|  | 366.3415 | 0
|  | 366.554 | 0
|  | 366.7664 | 0
|  | 366.9789 | 0
|  | 367.1915 | 0
|  | 367.404 | 0
|  | 367.6165 | 0
|  | 367.8291 | 0
|  | 368.0416 | 0
|  | 368.2542 | 0
|  | 368.4668 | 0
|  | 368.6794 | 0
|  | 368.892 | 0
|  | 369.1046 | 0
|  | 369.3173 | 0
|  | 369.5299 | 0
|  | 369.7426 | 0
|  | 369.9553 | 0
|  | 370.168 | 0
|  | 370.3807 | 0
|  | 370.5934 | 0
|  | 370.8061 | 0
|  | 371.0189 | 0
|  | 371.2316 | 0
|  | 371.4444 | 0
|  | 371.6571 | 0
|  | 371.8699 | 0
|  | 372.0827 | 0
|  | 372.2956 | 0
|  | 372.5084 | 0
|  | 372.7212 | 0
|  | 372.9341 | 0
|  | 373.1469 | 0
|  | 373.3598 | 0
|  | 373.5727 | 0
|  | 373.7856 | 0
|  | 373.9985 | 0
|  | 374.2114 | 0
|  | 374.4243 | 0
|  | 374.6373 | 0
|  | 374.8503 | 0
|  | 375.0632 | 0
|  | 375.2762 | 0
|  | 375.4892 | 0
|  | 375.7022 | 0
|  | 375.9153 | 0
|  | 376.1283 | 0
|  | 376.3413 | 0
|  | 376.5544 | 0
|  | 376.7675 | 0
|  | 376.9806 | 0
|  | 377.1937 | 0
|  | 377.4068 | 0
|  | 377.6199 | 0
|  | 377.833 | 0
|  | 378.0462 | 0
|  | 378.2593 | 0
|  | 378.4725 | 0
|  | 378.6857 | 0
|  | 378.8989 | 0
|  | 379.1121 | 0
|  | 379.3253 | 0
|  | 379.5385 | 0
|  | 379.7518 | 0
|  | 379.9651 | 0
|  | 380.1783 | 0
|  | 380.3916 | 0
|  | 380.6049 | 0
|  | 380.8182 | 0
|  | 381.0315 | 0
|  | 381.2449 | 0
|  | 381.4582 | 0
|  | 381.6716 | 0
|  | 381.8849 | 0
|  | 382.0983 | 0
|  | 382.3117 | 0
|  | 382.5251 | 0
|  | 382.7385 | 0
|  | 382.952 | 0
|  | 383.1654 | 0
|  | 383.3789 | 0
|  | 383.5923 | 0
|  | 383.8058 | 0
|  | 384.0193 | 0
|  | 384.2328 | 0
|  | 384.4463 | 0
|  | 384.6599 | 0
|  | 384.8734 | 0
|  | 385.0869 | 0
|  | 385.3005 | 0
|  | 385.5141 | 0
|  | 385.7277 | 0
|  | 385.9413 | 0
|  | 386.1549 | 0
|  | 386.3685 | 0
|  | 386.5822 | 0
|  | 386.7958 | 0
|  | 387.0095 | 0
|  | 387.2231 | 0
|  | 387.4368 | 0
|  | 387.6505 | 0
|  | 387.8642 | 0
|  | 388.078 | 0
|  | 388.2917 | 0
|  | 388.5055 | 0
|  | 388.7192 | 0
|  | 388.933 | 0
|  | 389.1468 | 0
|  | 389.3606 | 0
|  | 389.5744 | 0
|  | 389.7882 | 0
|  | 390.002 | 0
|  | 390.2159 | 0
|  | 390.4297 | 0
|  | 390.6436 | 0
|  | 390.8575 | 0
|  | 391.0714 | 0
|  | 391.2853 | 0
|  | 391.4992 | 0
|  | 391.7131 | 0
|  | 391.9271 | 0
|  | 392.141 | 0
|  | 392.355 | 0
|  | 392.569 | 0
|  | 392.783 | 0
|  | 392.997 | 0
|  | 393.211 | 0
|  | 393.425 | 0
|  | 393.6391 | 0
|  | 393.8531 | 0
|  | 394.0672 | 0
|  | 394.2812 | 0
|  | 394.4954 | 0
|  | 394.7094 | 0
|  | 394.9236 | 0
|  | 395.1377 | 0
|  | 395.3518 | 0
|  | 395.566 | 0
|  | 395.7802 | 0
|  | 395.9943 | 0
|  | 396.2085 | 0
|  | 396.4227 | 0
|  | 396.6369 | 0
|  | 396.8511 | 0
|  | 397.0654 | 0
|  | 397.2796 | 0
|  | 397.4939 | 0
|  | 397.7081 | 0
|  | 397.9224 | 0
|  | 398.1367 | 0
|  | 398.351 | 0
|  | 398.5653 | 0
|  | 398.7797 | 0
|  | 398.994 | 0
|  | 399.2084 | 0
|  | 399.4227 | 0
|  | 399.6371 | 0
|  | 399.8515 | 0
|  | 400.0659 | 0.0011007
|  | 400.2803 | 0.0024845
|  | 400.4948 | 0.0043074
|  | 400.7092 | 0.0039151
|  | 400.9236 | 0.0034637
|  | 401.1381 | 0.0014546
|  | 401.3526 | 0.0039216
|  | 401.5671 | 0.0018531
|  | 401.7816 | 0.00079602
|  | 401.9961 | 0.0030937
|  | 402.2106 | 0.0031305
|  | 402.4252 | 0.0019414
|  | 402.6397 | 0.0051095
|  | 402.8543 | 0.00037924
|  | 403.0688 | 0.0037011
|  | 403.2834 | 0.00056749
|  | 403.498 | 0.0052041
|  | 403.7126 | 0.00049429
|  | 403.9272 | 0.004033
|  | 404.1419 | 0.00082373
|  | 404.3565 | 0.0023403
|  | 404.5712 | 0.00086748
|  | 404.7859 | 0.0014023
|  | 405.0005 | 0.0018423
|  | 405.2152 | 0.0031745
|  | 405.4299 | 0.0040841
|  | 405.6447 | 0.0037113
|  | 405.8594 | 0.0012214
|  | 406.0741 | 0.0035512
|  | 406.2889 | 0.00081467
|  | 406.5036 | 0.0025415
|  | 406.7184 | 0.00089454
|  | 406.9332 | 0.0019823
|  | 407.148 | 0.0033217
|  | 407.3628 | 0.0021832
|  | 407.5776 | 0.0038668
|  | 407.7925 | 0.0013921
|  | 408.0073 | 0.0046219
|  | 408.2222 | 0.0033111
|  | 408.4371 | 0.0042804
|  | 408.6519 | 0.00093419
|  | 408.8669 | 0.0042711
|  | 409.0818 | 0.0010529
|  | 409.2967 | 0.0032748
|  | 409.5116 | 0.00043516
|  | 409.7266 | 0.0020398
|  | 409.9415 | 0.00067841
|  | 410.1565 | 0.0024172
|  | 410.3715 | 0.0011399
|  | 410.5865 | 0.00040729
|  | 410.8015 | 0.00085944
|  | 411.0165 | 0.0031504
|  | 411.2315 | 0.0016572
|  | 411.4465 | 0.0058985
|  | 411.6616 | 0.0011315
|  | 411.8766 | 0.0029893
|  | 412.0917 | 0.0016168
|  | 412.3068 | 0.002721
|  | 412.5219 | 0.0018262
|  | 412.737 | 0.0029172
|  | 412.9521 | 0.00039947
|  | 413.1673 | 0.0038082
|  | 413.3824 | 0.0024982
|  | 413.5976 | 0.0041685
|  | 413.8128 | 0.0020207
|  | 414.028 | 0.004855
|  | 414.2432 | 0.0013886
|  | 414.4584 | 0.0042752
|  | 414.6736 | 0.00070175
|  | 414.8888 | 0.0016877
|  | 415.1041 | 0.0030802
|  | 415.3193 | 0.0043225
|  | 415.5346 | 0.0012233
|  | 415.7498 | 0.0040309
|  | 415.9651 | 0.0029672
|  | 416.1805 | 0.0014871
|  | 416.3958 | 0.001108
|  | 416.6111 | 0.0034498
|  | 416.8264 | 0.0021045
|  | 417.0418 | 0.0012089
|  | 417.2571 | 0.0013004
|  | 417.4725 | 0.0046465
|  | 417.6879 | 0.0016759
|  | 417.9033 | 0.0032857
|  | 418.1187 | 0.0024843
|  | 418.3341 | 0.0031819
|  | 418.5496 | 0.0026669
|  | 418.765 | 0.0045286
|  | 418.9805 | 0.0036678
|  | 419.1959 | 0.0025359
|  | 419.4114 | 0.0023461
|  | 419.6269 | 0.0020165
|  | 419.8424 | 0.0042552
|  | 420.0579 | 0.0051605
|  | 420.2734 | 0.0020948
|  | 420.489 | 0.0035811
|  | 420.7045 | 0.0040015
|  | 420.9201 | 0.004379
|  | 421.1357 | 0.0032798
|  | 421.3513 | 0.0023992
|  | 421.5669 | 0.0022737
|  | 421.7825 | 0.0028285
|  | 421.9981 | 0.002753
|  | 422.2137 | 0.0060496
|  | 422.4294 | 0.003054
|  | 422.6451 | 0.0063798
|  | 422.8607 | 0.0064018
|  | 423.0764 | 0.0054172
|  | 423.2921 | 0.0033604
|  | 423.5078 | 0.00521
|  | 423.7235 | 0.0029791
|  | 423.9392 | 0.0065568
|  | 424.155 | 0.0052908
|  | 424.3707 | 0.0066987
|  | 424.5865 | 0.0033514
|  | 424.8023 | 0.0065293
|  | 425.0181 | 0.0053787
|  | 425.2339 | 0.0068226
|  | 425.4497 | 0.0055616
|  | 425.6655 | 0.0058223
|  | 425.8813 | 0.0070976
|  | 426.0972 | 0.0060537
|  | 426.313 | 0.0070992
|  | 426.5289 | 0.0086288
|  | 426.7448 | 0.0069382
|  | 426.9607 | 0.0085955
|  | 427.1766 | 0.0071803
|  | 427.3925 | 0.0076589
|  | 427.6084 | 0.0050473
|  | 427.8244 | 0.0099463
|  | 428.0403 | 0.0083524
|  | 428.2563 | 0.0095517
|  | 428.4723 | 0.010579
|  | 428.6882 | 0.010059
|  | 428.9042 | 0.011168
|  | 429.1203 | 0.011364
|  | 429.3363 | 0.011461
|  | 429.5523 | 0.010984
|  | 429.7684 | 0.012127
|  | 429.9844 | 0.012626
|  | 430.2005 | 0.012368
|  | 430.4166 | 0.013559
|  | 430.6327 | 0.012274
|  | 430.8488 | 0.016269
|  | 431.0649 | 0.016244
|  | 431.281 | 0.01592
|  | 431.4972 | 0.017853
|  | 431.7133 | 0.016501
|  | 431.9295 | 0.016589
|  | 432.1456 | 0.017779
|  | 432.3618 | 0.015952
|  | 432.578 | 0.020605
|  | 432.7943 | 0.018996
|  | 433.0105 | 0.021331
|  | 433.2267 | 0.021944
|  | 433.4429 | 0.020926
|  | 433.6592 | 0.022607
|  | 433.8755 | 0.024275
|  | 434.0917 | 0.023598
|  | 434.308 | 0.025277
|  | 434.5244 | 0.024039
|  | 434.7407 | 0.025746
|  | 434.957 | 0.028558
|  | 435.1733 | 0.030315
|  | 435.3897 | 0.027521
|  | 435.606 | 0.031455
|  | 435.8224 | 0.030086
|  | 436.0388 | 0.033606
|  | 436.2552 | 0.032864
|  | 436.4716 | 0.036313
|  | 436.688 | 0.033426
|  | 436.9044 | 0.039598
|  | 437.1209 | 0.038632
|  | 437.3373 | 0.04035
|  | 437.5538 | 0.041475
|  | 437.7703 | 0.041891
|  | 437.9868 | 0.045214
|  | 438.2033 | 0.047131
|  | 438.4198 | 0.04897
|  | 438.6363 | 0.048751
|  | 438.8529 | 0.050546
|  | 439.0694 | 0.053389
|  | 439.286 | 0.056538
|  | 439.5025 | 0.058635
|  | 439.7191 | 0.058558
|  | 439.9357 | 0.060867
|  | 440.1523 | 0.060905
|  | 440.369 | 0.064556
|  | 440.5856 | 0.065518
|  | 440.8022 | 0.067863
|  | 441.0189 | 0.06933
|  | 441.2355 | 0.073614
|  | 441.4522 | 0.073764
|  | 441.6689 | 0.078824
|  | 441.8856 | 0.079576
|  | 442.1023 | 0.081696
|  | 442.319 | 0.086108
|  | 442.5358 | 0.088704
|  | 442.7525 | 0.092019
|  | 442.9693 | 0.096324
|  | 443.186 | 0.09435
|  | 443.4028 | 0.098083
|  | 443.6196 | 0.099074
|  | 443.8364 | 0.10775
|  | 444.0532 | 0.10475
|  | 444.2701 | 0.11151
|  | 444.4869 | 0.11424
|  | 444.7037 | 0.11804
|  | 444.9206 | 0.11961
|  | 445.1375 | 0.12308
|  | 445.3544 | 0.12689
|  | 445.5713 | 0.13398
|  | 445.7882 | 0.13462
|  | 446.0051 | 0.14129
|  | 446.222 | 0.14089
|  | 446.439 | 0.14765
|  | 446.6559 | 0.15352
|  | 446.8729 | 0.15676
|  | 447.0898 | 0.1595
|  | 447.3069 | 0.16598
|  | 447.5238 | 0.16877
|  | 447.7408 | 0.17331
|  | 447.9579 | 0.17728
|  | 448.1749 | 0.1877
|  | 448.392 | 0.18801
|  | 448.609 | 0.19458
|  | 448.8261 | 0.20071
|  | 449.0432 | 0.20538
|  | 449.2603 | 0.21306
|  | 449.4774 | 0.2238
|  | 449.6945 | 0.22203
|  | 449.9116 | 0.22811
|  | 450.1287 | 0.23499
|  | 450.3459 | 0.24047
|  | 450.563 | 0.24925
|  | 450.7802 | 0.25686
|  | 450.9974 | 0.26159
|  | 451.2146 | 0.2706
|  | 451.4318 | 0.27583
|  | 451.649 | 0.28369
|  | 451.8662 | 0.29008
|  | 452.0835 | 0.29878
|  | 452.3008 | 0.30391
|  | 452.518 | 0.31268
|  | 452.7353 | 0.31877
|  | 452.9526 | 0.33086
|  | 453.1699 | 0.33695
|  | 453.3872 | 0.34727
|  | 453.6045 | 0.35163
|  | 453.8218 | 0.36263
|  | 454.0392 | 0.36719
|  | 454.2565 | 0.3793
|  | 454.4739 | 0.38521
|  | 454.6913 | 0.39227
|  | 454.9087 | 0.4028
|  | 455.1261 | 0.41207
|  | 455.3435 | 0.41806
|  | 455.5609 | 0.42872
|  | 455.7784 | 0.44032
|  | 455.9958 | 0.44735
|  | 456.2133 | 0.45875
|  | 456.4307 | 0.46471
|  | 456.6482 | 0.47473
|  | 456.8657 | 0.48758
|  | 457.0832 | 0.49445
|  | 457.3007 | 0.50856
|  | 457.5182 | 0.51448
|  | 457.7358 | 0.52616
|  | 457.9533 | 0.53699
|  | 458.1709 | 0.54979
|  | 458.3885 | 0.5548
|  | 458.606 | 0.57186
|  | 458.8236 | 0.58064
|  | 459.0413 | 0.59512
|  | 459.2589 | 0.60019
|  | 459.4765 | 0.61096
|  | 459.6942 | 0.61983
|  | 459.9118 | 0.63539
|  | 460.1295 | 0.64816
|  | 460.3471 | 0.65559
|  | 460.5648 | 0.66171
|  | 460.7825 | 0.67336
|  | 461.0002 | 0.68388
|  | 461.218 | 0.69437
|  | 461.4357 | 0.70497
|  | 461.6534 | 0.71881
|  | 461.8712 | 0.73644
|  | 462.089 | 0.74866
|  | 462.3067 | 0.75745
|  | 462.5245 | 0.76816
|  | 462.7423 | 0.77721
|  | 462.9601 | 0.7879
|  | 463.1779 | 0.80033
|  | 463.3958 | 0.80806
|  | 463.6136 | 0.81223
|  | 463.8315 | 0.82215
|  | 464.0493 | 0.83665
|  | 464.2672 | 0.83607
|  | 464.4851 | 0.84498
|  | 464.703 | 0.84761
|  | 464.9209 | 0.85374
|  | 465.1389 | 0.85838
|  | 465.3568 | 0.86556
|  | 465.5747 | 0.87864
|  | 465.7927 | 0.87966
|  | 466.0107 | 0.88685
|  | 466.2287 | 0.89736
|  | 466.4467 | 0.89386
|  | 466.6646 | 0.9057
|  | 466.8827 | 0.90761
|  | 467.1007 | 0.91656
|  | 467.3187 | 0.91988
|  | 467.5368 | 0.93372
|  | 467.7549 | 0.92805
|  | 467.9729 | 0.9448
|  | 468.191 | 0.94357
|  | 468.4091 | 0.95001
|  | 468.6272 | 0.95417
|  | 468.8453 | 0.95913
|  | 469.0634 | 0.9616
|  | 469.2816 | 0.96567
|  | 469.4997 | 0.97074
|  | 469.7179 | 0.98109
|  | 469.9361 | 0.98038
|  | 470.1543 | 0.98807
|  | 470.3725 | 0.98134
|  | 470.5907 | 0.99467
|  | 470.8089 | 0.99174
|  | 471.0271 | 0.99647
|  | 471.2454 | 0.99609
|  | 471.4636 | 0.99404
|  | 471.6819 | 0.99537
|  | 471.9001 | 1
|  | 472.1184 | 0.99089
|  | 472.3367 | 0.99325
|  | 472.555 | 0.99642
|  | 472.7733 | 0.99496
|  | 472.9917 | 0.98823
|  | 473.21 | 0.9866
|  | 473.4284 | 0.97642
|  | 473.6468 | 0.9762
|  | 473.8651 | 0.97132
|  | 474.0835 | 0.96693
|  | 474.3019 | 0.96043
|  | 474.5203 | 0.95718
|  | 474.7387 | 0.94318
|  | 474.9572 | 0.93854
|  | 475.1756 | 0.9363
|  | 475.3941 | 0.92811
|  | 475.6125 | 0.91804
|  | 475.831 | 0.91658
|  | 476.0495 | 0.90617
|  | 476.268 | 0.89616
|  | 476.4865 | 0.88975
|  | 476.705 | 0.88827
|  | 476.9236 | 0.8752
|  | 477.1421 | 0.8655
|  | 477.3607 | 0.85533
|  | 477.5792 | 0.85062
|  | 477.7978 | 0.83245
|  | 478.0164 | 0.8257
|  | 478.235 | 0.81167
|  | 478.4536 | 0.80667
|  | 478.6722 | 0.79233
|  | 478.8909 | 0.777
|  | 479.1095 | 0.76788
|  | 479.3282 | 0.76774
|  | 479.5468 | 0.75086
|  | 479.7655 | 0.73984
|  | 479.9842 | 0.72909
|  | 480.2029 | 0.72829
|  | 480.4216 | 0.71211
|  | 480.6403 | 0.71807
|  | 480.8591 | 0.7075
|  | 481.0778 | 0.70339
|  | 481.2966 | 0.69345
|  | 481.5153 | 0.68945
|  | 481.7341 | 0.68287
|  | 481.9529 | 0.67961
|  | 482.1717 | 0.67414
|  | 482.3905 | 0.66931
|  | 482.6093 | 0.65932
|  | 482.8282 | 0.65749
|  | 483.047 | 0.6411
|  | 483.2659 | 0.626
|  | 483.4847 | 0.6149
|  | 483.7036 | 0.60912
|  | 483.9225 | 0.59785
|  | 484.1414 | 0.58699
|  | 484.3603 | 0.57475
|  | 484.5792 | 0.56764
|  | 484.7982 | 0.54691
|  | 485.0171 | 0.54079
|  | 485.2361 | 0.52524
|  | 485.455 | 0.51564
|  | 485.674 | 0.50271
|  | 485.893 | 0.49211
|  | 486.112 | 0.4802
|  | 486.331 | 0.46642
|  | 486.55 | 0.45369
|  | 486.7691 | 0.44387
|  | 486.9881 | 0.42907
|  | 487.2072 | 0.41812
|  | 487.4262 | 0.4073
|  | 487.6453 | 0.39815
|  | 487.8644 | 0.3817
|  | 488.0835 | 0.37331
|  | 488.3026 | 0.35953
|  | 488.5217 | 0.35278
|  | 488.7409 | 0.33739
|  | 488.96 | 0.33191
|  | 489.1792 | 0.31915
|  | 489.3983 | 0.31301
|  | 489.6175 | 0.30271
|  | 489.8367 | 0.29493
|  | 490.0559 | 0.28869
|  | 490.2751 | 0.28224
|  | 490.4944 | 0.28086
|  | 490.7136 | 0.27753
|  | 490.9328 | 0.27236
|  | 491.1521 | 0.27007
|  | 491.3713 | 0.26657
|  | 491.5906 | 0.26643
|  | 491.8099 | 0.26347
|  | 492.0292 | 0.26096
|  | 492.2485 | 0.25887
|  | 492.4678 | 0.25688
|  | 492.6872 | 0.25441
|  | 492.9065 | 0.25569
|  | 493.1259 | 0.24655
|  | 493.3452 | 0.24647
|  | 493.5646 | 0.24229
|  | 493.784 | 0.23751
|  | 494.0034 | 0.23704
|  | 494.2228 | 0.23015
|  | 494.4422 | 0.22634
|  | 494.6617 | 0.22315
|  | 494.8811 | 0.21623
|  | 495.1005 | 0.21353
|  | 495.32 | 0.2109
|  | 495.5395 | 0.2071
|  | 495.759 | 0.20013
|  | 495.9785 | 0.19599
|  | 496.198 | 0.19517
|  | 496.4175 | 0.18843
|  | 496.637 | 0.18333
|  | 496.8566 | 0.18315
|  | 497.0761 | 0.17625
|  | 497.2957 | 0.1754
|  | 497.5152 | 0.16918
|  | 497.7348 | 0.16783
|  | 497.9544 | 0.16196
|  | 498.174 | 0.16046
|  | 498.3936 | 0.15549
|  | 498.6133 | 0.15571
|  | 498.8329 | 0.15099
|  | 499.0526 | 0.14747
|  | 499.2722 | 0.1436
|  | 499.4919 | 0.14268
|  | 499.7116 | 0.13597
|  | 499.9313 | 0.13745
|  | 500.151 | 0.13293
|  | 500.3707 | 0.12857
|  | 500.5904 | 0.12561
|  | 500.8102 | 0.12532
|  | 501.0299 | 0.12231
|  | 501.2497 | 0.12425
|  | 501.4694 | 0.11666
|  | 501.6892 | 0.11522
|  | 501.909 | 0.11478
|  | 502.1288 | 0.11417
|  | 502.3486 | 0.1098
|  | 502.5685 | 0.10777
|  | 502.7883 | 0.10326
|  | 503.0081 | 0.10132
|  | 503.228 | 0.10046
|  | 503.4478 | 0.097432
|  | 503.6677 | 0.095132
|  | 503.8876 | 0.091386
|  | 504.1075 | 0.091331
|  | 504.3274 | 0.088469
|  | 504.5474 | 0.086421
|  | 504.7673 | 0.086565
|  | 504.9872 | 0.082952
|  | 505.2072 | 0.082068
|  | 505.4272 | 0.080561
|  | 505.6471 | 0.079076
|  | 505.8671 | 0.075867
|  | 506.0871 | 0.075207
|  | 506.3071 | 0.075486
|  | 506.5272 | 0.073303
|  | 506.7472 | 0.072076
|  | 506.9672 | 0.070011
|  | 507.1873 | 0.0665
|  | 507.4073 | 0.068345
|  | 507.6274 | 0.067303
|  | 507.8475 | 0.065115
|  | 508.0676 | 0.061722
|  | 508.2877 | 0.061375
|  | 508.5078 | 0.061662
|  | 508.7279 | 0.058539
|  | 508.9481 | 0.059972
|  | 509.1682 | 0.057509
|  | 509.3884 | 0.057796
|  | 509.6086 | 0.055704
|  | 509.8288 | 0.05235
|  | 510.049 | 0.052698
|  | 510.2691 | 0.050604
|  | 510.4893 | 0.050574
|  | 510.7096 | 0.049909
|  | 510.9298 | 0.050129
|  | 511.1501 | 0.047981
|  | 511.3703 | 0.048157
|  | 511.5906 | 0.047018
|  | 511.8109 | 0.045496
|  | 512.0312 | 0.044612
|  | 512.2515 | 0.04344
|  | 512.4718 | 0.041969
|  | 512.6921 | 0.043511
|  | 512.9124 | 0.041438
|  | 513.1328 | 0.040526
|  | 513.3531 | 0.039683
|  | 513.5735 | 0.040081
|  | 513.7939 | 0.037797
|  | 514.0143 | 0.037897
|  | 514.2347 | 0.036174
|  | 514.4551 | 0.037609
|  | 514.6755 | 0.035857
|  | 514.8959 | 0.036124
|  | 515.1164 | 0.033859
|  | 515.3369 | 0.035532
|  | 515.5573 | 0.032095
|  | 515.7778 | 0.03281
|  | 515.9982 | 0.032866
|  | 516.2188 | 0.032257
|  | 516.4393 | 0.030914
|  | 516.6598 | 0.031971
|  | 516.8803 | 0.029464
|  | 517.1008 | 0.029637
|  | 517.3214 | 0.027174
|  | 517.5419 | 0.030299
|  | 517.7625 | 0.028294
|  | 517.9831 | 0.027305
|  | 518.2037 | 0.026669
|  | 518.4243 | 0.0272
|  | 518.6449 | 0.026241
|  | 518.8655 | 0.024329
|  | 519.0862 | 0.026237
|  | 519.3068 | 0.023537
|  | 519.5275 | 0.024103
|  | 519.7481 | 0.02244
|  | 519.9688 | 0.02253
|  | 520.1895 | 0.021881
|  | 520.4102 | 0.021901
|  | 520.6309 | 0.020603
|  | 520.8516 | 0.01991
|  | 521.0723 | 0.019676
|  | 521.2931 | 0.020146
|  | 521.5139 | 0.018598
|  | 521.7346 | 0.019544
|  | 521.9554 | 0.017467
|  | 522.1761 | 0.018382
|  | 522.397 | 0.017903
|  | 522.6177 | 0.018938
|  | 522.8386 | 0.017586
|  | 523.0594 | 0.017384
|  | 523.2803 | 0.016826
|  | 523.5011 | 0.016977
|  | 523.722 | 0.014635
|  | 523.9428 | 0.015596
|  | 524.1637 | 0.015149
|  | 524.3846 | 0.015673
|  | 524.6055 | 0.013963
|  | 524.8264 | 0.016193
|  | 525.0474 | 0.014069
|  | 525.2682 | 0.014111
|  | 525.4892 | 0.014163
|  | 525.7101 | 0.014299
|  | 525.9312 | 0.014067
|  | 526.1521 | 0.01484
|  | 526.3731 | 0.013078
|  | 526.5941 | 0.013499
|  | 526.8151 | 0.013932
|  | 527.0361 | 0.014507
|  | 527.2571 | 0.010664
|  | 527.4782 | 0.012114
|  | 527.6992 | 0.011952
|  | 527.9203 | 0.012489
|  | 528.1414 | 0.011179
|  | 528.3624 | 0.013339
|  | 528.5836 | 0.010971
|  | 528.8046 | 0.011274
|  | 529.0258 | 0.010775
|  | 529.2469 | 0.01191
|  | 529.468 | 0.0096441
|  | 529.6891 | 0.01062
|  | 529.9103 | 0.010768
|  | 530.1315 | 0.0094
|  | 530.3527 | 0.0082092
|  | 530.5739 | 0.0087973
|  | 530.795 | 0.0087067
|  | 531.0162 | 0.011193
|  | 531.2375 | 0.0092773
|  | 531.4587 | 0.0095347
|  | 531.6799 | 0.0086096
|  | 531.9012 | 0.0091959
|  | 532.1225 | 0.0087538
|  | 532.3438 | 0.0091728
|  | 532.565 | 0.0072191
|  | 532.7863 | 0.0085615
|  | 533.0076 | 0.0079173
|  | 533.2289 | 0.0094186
|  | 533.4503 | 0.0075152
|  | 533.6716 | 0.0093813
|  | 533.8929 | 0.0067941
|  | 534.1143 | 0.0075699
|  | 534.3357 | 0.0072077
|  | 534.5571 | 0.008132
|  | 534.7784 | 0.0068807
|  | 534.9998 | 0.0074337
|  | 535.2213 | 0.0068379
|  | 535.4427 | 0.007639
|  | 535.6641 | 0.0053909
|  | 535.8856 | 0.0073758
|  | 536.107 | 0.0061074
|  | 536.3284 | 0.0072428
|  | 536.5499 | 0.0055775
|  | 536.7714 | 0.0078677
|  | 536.9929 | 0.0059323
|  | 537.2144 | 0.0068858
|  | 537.4359 | 0.0057422
|  | 537.6575 | 0.0057682
|  | 537.879 | 0.0051122
|  | 538.1005 | 0.0054549
|  | 538.3221 | 0.0053041
|  | 538.5436 | 0.0063475
|  | 538.7653 | 0.0048911
|  | 538.9868 | 0.0056012
|  | 539.2084 | 0.0049082
|  | 539.4301 | 0.0057632
|  | 539.6517 | 0.0036123
|  | 539.8733 | 0.0050762
|  | 540.0949 | 0.0051961
|  | 540.3166 | 0.0047778
|  | 540.5382 | 0.0039761
|  | 540.7599 | 0.0060564
|  | 540.9816 | 0.0042584
|  | 541.2032 | 0.0059588
|  | 541.425 | 0.0048789
|  | 541.6467 | 0.0050618
|  | 541.8684 | 0.0048304
|  | 542.0901 | 0.0053457
|  | 542.3119 | 0.0048398
|  | 542.5336 | 0.005147
|  | 542.7554 | 0.0035231
|  | 542.9772 | 0.0046541
|  | 543.199 | 0.0044831
|  | 543.4208 | 0.0046089
|  | 543.6426 | 0.0044642
|  | 543.8644 | 0.0039182
|  | 544.0862 | 0.0045163
|  | 544.308 | 0.0055295
|  | 544.5299 | 0.0031854
|  | 544.7518 | 0.0047409
|  | 544.9736 | 0.0024029
|  | 545.1956 | 0.0041654
|  | 545.4174 | 0.0035897
|  | 545.6393 | 0.0046489
|  | 545.8613 | 0.0035562
|  | 546.0832 | 0.0050014
|  | 546.3051 | 0.0034262
|  | 546.527 | 0.0039886
|  | 546.749 | 0.0034392
|  | 546.9709 | 0.0038492
|  | 547.1929 | 0.0026785
|  | 547.4149 | 0.0041747
|  | 547.6369 | 0.0030536
|  | 547.8589 | 0.0032712
|  | 548.0809 | 0.0031393
|  | 548.303 | 0.0029827
|  | 548.525 | 0.0025994
|  | 548.7471 | 0.0034744
|  | 548.9691 | 0.0020014
|  | 549.1912 | 0.0044757
|  | 549.4133 | 0.0031869
|  | 549.6353 | 0.0044625
|  | 549.8574 | 0.003315
|  | 550.0795 | 0.0029541
|  | 550.3016 | 0.0016302
|  | 550.5238 | 0.003269
|  | 550.7459 | 0.0025151
|  | 550.9681 | 0.0035135
|  | 551.1902 | 0.0022416
|  | 551.4124 | 0.0031126
|  | 551.6346 | 0.0032946
|  | 551.8568 | 0.0025721
|  | 552.079 | 0.0022129
|  | 552.3012 | 0.0024743
|  | 552.5234 | 0.0024265
|  | 552.7457 | 0.0038085
|  | 552.9679 | 0.0023927
|  | 553.1902 | 0.0022709
|  | 553.4124 | 0.0014875
|  | 553.6347 | 0.0046274
|  | 553.857 | 0.00077397
|  | 554.0793 | 0.0021846
|  | 554.3016 | 0.0013352
|  | 554.5239 | 0.0032645
|  | 554.7462 | 0.0021762
|  | 554.9686 | 0.0030438
|  | 555.1909 | 0.0017892
|  | 555.4133 | 0.0029892
|  | 555.6356 | 0.0016983
|  | 555.858 | 0.0033249
|  | 556.0804 | 0.002822
|  | 556.3028 | 0.0026225
|  | 556.5252 | 0.00091057
|  | 556.7476 | 0.0023947
|  | 556.97 | 0.0010961
|  | 557.1925 | 0.0025558
|  | 557.4149 | 0.0015843
|  | 557.6374 | 0.0024836
|  | 557.8599 | 0.0025826
|  | 558.0823 | 0.0028917
|  | 558.3049 | 0.0019016
|  | 558.5273 | 0.0028395
|  | 558.7499 | 0.001125
|  | 558.9724 | 0.0033682
|  | 559.1949 | 0.002072
|  | 559.4175 | 0.0032764
|  | 559.64 | 0.001146
|  | 559.8625 | 0.0020963
|  | 560.0851 | 0.0013003
|  | 560.3077 | 0.0030339
|  | 560.5303 | 0.0016817
|  | 560.7529 | 0.0019047
|  | 560.9755 | 0.0020209
|  | 561.1982 | 0.0029679
|  | 561.4208 | 0.0013669
|  | 561.6434 | 0.0025978
|  | 561.8661 | 0.0020127
|  | 562.0887 | 0.0034547
|  | 562.3114 | 0.0018059
|  | 562.5341 | 0.0023405
|  | 562.7568 | 0.0021293
|  | 562.9795 | 0.0019653
|  | 563.2022 | 0.00074411
|  | 563.425 | 0.0029529
|  | 563.6477 | 0.0017151
|  | 563.8704 | 0.0021233
|  | 564.0932 | 0.00085131
|  | 564.316 | 0.0024367
|  | 564.5388 | 0.0018211
|  | 564.7615 | 0.0028893
|  | 564.9843 | 0.0011672
|  | 565.2072 | 0.0019702
|  | 565.4299 | 0.0017384
|  | 565.6528 | 0.0019726
|  | 565.8756 | 0.0012375
|  | 566.0984 | 0.0021385
|  | 566.3214 | 0.0012596
|  | 566.5442 | 0.0026175
|  | 566.7671 | 0.00087661
|  | 566.99 | 0.0022044
|  | 567.2129 | 0.0015227
|  | 567.4358 | 0.0021579
|  | 567.6587 | 0.0012951
|  | 567.8817 | 0.0024426
|  | 568.1046 | 0.0010735
|  | 568.3275 | 0.0018825
|  | 568.5505 | 0.00096525
|  | 568.7734 | 0.0017362
|  | 568.9964 | 0.0012815
|  | 569.2194 | 0.0015058
|  | 569.4424 | -2.8878e-05
|  | 569.6654 | 0.0023565
|  | 569.8884 | 0.0020637
|  | 570.1115 | 0.0020586
|  | 570.3345 | 0.0019035
|  | 570.5576 | 0.0020637
|  | 570.7806 | 0.0019889
|  | 571.0037 | 0.0016283
|  | 571.2268 | 0.00020054
|  | 571.4499 | 0.0012368
|  | 571.673 | 0.0011549
|  | 571.8961 | 0.0027534
|  | 572.1192 | 0.0013445
|  | 572.3423 | 0.0015717
|  | 572.5655 | 0.0013524
|  | 572.7886 | 0.0010154
|  | 573.0118 | 0.0014448
|  | 573.235 | 0.0015893
|  | 573.4582 | 0.00085475
|  | 573.6813 | 0.0021657
|  | 573.9045 | 0.0016045
|  | 574.1278 | 0.0022867
|  | 574.351 | 0.00056248
|  | 574.5742 | 0.0024613
|  | 574.7975 | 0.0012735
|  | 575.0208 | 0.00083892
|  | 575.244 | 0.0019957
|  | 575.4673 | 0.0014392
|  | 575.6906 | 0.0023928
|  | 575.9138 | 0.00069431
|  | 576.1371 | 0.00060323
|  | 576.3605 | 0.00077044
|  | 576.5838 | 0.0017875
|  | 576.8071 | 0.00073304
|  | 577.0305 | 0.0016802
|  | 577.2538 | 0.0011634
|  | 577.4772 | 0.0018375
|  | 577.7006 | 0.00076587
|  | 577.924 | 0.0016059
|  | 578.1473 | 0.00073892
|  | 578.3707 | 0.0017285
|  | 578.5942 | 0.0016633
|  | 578.8176 | 0.0018403
|  | 579.041 | 0.00094825
|  | 579.2645 | 0.0018446
|  | 579.4879 | 0.0014881
|  | 579.7114 | 0.0019462
|  | 579.9349 | 0.0001215
|  | 580.1583 | 0.0023398
|  | 580.3818 | -3.8696e-05
|  | 580.6053 | 0.0028534
|  | 580.8289 | 0.00086296
|  | 581.0524 | 0.0021873
|  | 581.2759 | 0.0012335
|  | 581.4995 | 0.0014768
|  | 581.723 | -0.00018639
|  | 581.9466 | 0.0033908
|  | 582.1702 | 0.00082056
|  | 582.3937 | 0.0010038
|  | 582.6173 | 0.00092141
|  | 582.8409 | 0.0018383
|  | 583.0646 | 0.00030696
|  | 583.2882 | 0.00095952
|  | 583.5118 | 0.0015585
|  | 583.7355 | 0.00081889
|  | 583.9591 | 0.00091861
|  | 584.1828 | 0.0021325
|  | 584.4064 | 0.0011588
|  | 584.6301 | 0.0013581
|  | 584.8538 | 0.0014428
|  | 585.0775 | 0.0014112
|  | 585.3013 | 0.00079924
|  | 585.525 | 0.00070114
|  | 585.7487 | 0.00075989
|  | 585.9725 | 0.001255
|  | 586.1962 | 0.00088016
|  | 586.42 | 0.0017667
|  | 586.6437 | 0.00055479
|  | 586.8676 | 0.0017303
|  | 587.0913 | 0.00078936
|  | 587.3151 | 0.0021134
|  | 587.5389 | 0.00066641
|  | 587.7628 | 0.0011369
|  | 587.9866 | 0.0001557
|  | 588.2104 | 0.0013452
|  | 588.4343 | 0.00084589
|  | 588.6581 | 0.0017341
|  | 588.882 | 0.0016742
|  | 589.106 | 0.0027368
|  | 589.3298 | 0.0010843
|  | 589.5537 | 0.0014911
|  | 589.7776 | 0.00056746
|  | 590.0016 | 0.0018211
|  | 590.2255 | 0.00096333
|  | 590.4495 | 0.0022555
|  | 590.6734 | 0.00026455
|  | 590.8973 | 0.0019903
|  | 591.1213 | 0.0016153
|  | 591.3453 | 0.0013136
|  | 591.5693 | 0.0013713
|  | 591.7933 | 0.0027368
|  | 592.0173 | 0.00089836
|  | 592.2413 | 0.0012449
|  | 592.4654 | 0.00083931
|  | 592.6894 | 0.001299
|  | 592.9135 | 0.00024449
|  | 593.1375 | 0.00091458
|  | 593.3616 | -0.00024739
|  | 593.5857 | 0.0020319
|  | 593.8098 | 0.0015601
|  | 594.0339 | 0.0023251
|  | 594.258 | 0.00069455
|  | 594.4821 | 0.0015655
|  | 594.7062 | 0.0014758
|  | 594.9304 | 0.001711
|  | 595.1545 | 0.00096559
|  | 595.3787 | 0.0016036
|  | 595.6028 | 0.00097736
|  | 595.827 | 0.0015331
|  | 596.0512 | -0.00025158
|  | 596.2755 | 0.0018767
|  | 596.4996 | -0.00024605
|  | 596.7239 | 0.00071548
|  | 596.9481 | 0.00051191
|  | 597.1723 | 0.00090948
|  | 597.3965 | 0.001812
|  | 597.6208 | 0.0010679
|  | 597.8451 | -0.00010497
|  | 598.0694 | 0.0021553
|  | 598.2936 | 0.00089903
|  | 598.5179 | 0.0015468
|  | 598.7422 | 0.00039643
|  | 598.9666 | 0.0012638
|  | 599.1909 | 6.5152e-06
|  | 599.4153 | 0.0016172
|  | 599.6396 | 0.00035515
|  | 599.864 | 0.00071594
|  | 600.0883 | 0.001322
|  | 600.3127 | 0.0012608
|  | 600.5371 | 0.00084758
|  | 600.7615 | 0.0015762
|  | 600.9859 | 0.00089885
|  | 601.2103 | 0.0012747
|  | 601.4348 | 0.00041544
|  | 601.6592 | 0.0019274
|  | 601.8836 | 0.00071175
|  | 602.1081 | 0.0021959
|  | 602.3325 | 0.00066311
|  | 602.557 | 0.0015409
|  | 602.7815 | 0.00068388
|  | 603.006 | 0.0012548
|  | 603.2305 | 0.00029138
|  | 603.455 | 0.00099666
|  | 603.6795 | -0.00011801
|  | 603.9041 | 0.001531
|  | 604.1286 | 0.00067622
|  | 604.3531 | 0.00054497
|  | 604.5777 | 0.0012952
|  | 604.8023 | 0.0015872
|  | 605.0269 | 0.00082446
|  | 605.2515 | 0.00040023
|  | 605.4761 | 0.00029214
|  | 605.7007 | 0.001892
|  | 605.9253 | 0.0010469
|  | 606.1499 | 0.0017348
|  | 606.3746 | 0.0016595
|  | 606.5992 | 0.00058038
|  | 606.8239 | 0.0011232
|  | 607.0485 | 0.0014687
|  | 607.2733 | 0.00090915
|  | 607.4979 | 0.0018546
|  | 607.7226 | 0.0014812
|  | 607.9473 | 0.0016003
|  | 608.1721 | 0.00098521
|  | 608.3968 | 0.0024287
|  | 608.6215 | 0.0002234
|  | 608.8463 | 0.00089231
|  | 609.071 | 0.0016499
|  | 609.2958 | 0.00070135
|  | 609.5206 | 0.0012438
|  | 609.7454 | 0.0018925
|  | 609.9702 | -0.00036938
|  | 610.1949 | 0.0015809
|  | 610.4197 | 0.0017405
|  | 610.6446 | 0.0015301
|  | 610.8694 | 0.0013539
|  | 611.0942 | 0.0011504
|  | 611.3191 | 0.00018095
|  | 611.5439 | 0.00097917
|  | 611.7689 | 0.00019957
|  | 611.9937 | 0.0020176
|  | 612.2186 | 0.0012885
|  | 612.4435 | 0.0012008
|  | 612.6685 | 0.00086138
|  | 612.8934 | 0.00127
|  | 613.1183 | 0.00089241
|  | 613.3432 | 0.0020701
|  | 613.5682 | 0.00051897
|  | 613.7932 | 0.00028071
|  | 614.0181 | 0.00072878
|  | 614.2431 | 0.00082852
|  | 614.4681 | 0.0015479
|  | 614.6931 | 0.0014056
|  | 614.9181 | 0.001233
|  | 615.1431 | 0.0018833
|  | 615.3681 | 0.0016277
|  | 615.5931 | 0.0006812
|  | 615.8182 | -0.000562
|  | 616.0433 | 0.0010407
|  | 616.2683 | 0.00032724
|  | 616.4934 | 0.00092502
|  | 616.7185 | 0.00045724
|  | 616.9436 | 0.0012363
|  | 617.1687 | 0.0016191
|  | 617.3938 | 0.0014552
|  | 617.619 | 0.0007897
|  | 617.8441 | 0.0015732
|  | 618.0692 | 3.834e-05
|  | 618.2944 | 0.0015181
|  | 618.5195 | 0.0018786
|  | 618.7447 | 0.0013402
|  | 618.9698 | 0.00011689
|  | 619.1951 | 0.00079427
|  | 619.4203 | -0.0002548
|  | 619.6454 | 0.0011667
|  | 619.8707 | 0.00058538
|  | 620.0959 | 0.0012684
|  | 620.3212 | 0.00062471
|  | 620.5464 | 0.0017214
|  | 620.7717 | 0.00034293
|  | 620.9969 | 0.00159
|  | 621.2222 | 0.00045839
|  | 621.4475 | 0.0014092
|  | 621.6728 | 0.0010901
|  | 621.8981 | 0.00071284
|  | 622.1234 | 0.0011031
|  | 622.3488 | 0.0014525
|  | 622.5741 | 0.00040128
|  | 622.7994 | 0.0016442
|  | 623.0248 | 0.0010419
|  | 623.2501 | 0.0013544
|  | 623.4755 | 0.0013354
|  | 623.7009 | 0.0014133
|  | 623.9263 | 0.00086276
|  | 624.1517 | 0.0017503
|  | 624.3771 | 0.00023159
|  | 624.6025 | 0.0018186
|  | 624.8279 | 0.0006968
|  | 625.0534 | 0.0013483
|  | 625.2788 | 0.00089537
|  | 625.5043 | 0.0010974
|  | 625.7297 | 0.00019162
|  | 625.9552 | 0.0019515
|  | 626.1807 | 0.00030175
|  | 626.4062 | 0.0010118
|  | 626.6317 | 0.0012655
|  | 626.8572 | 0.00096815
|  | 627.0828 | 0.00072018
|  | 627.3083 | 0.00022067
|  | 627.5338 | 0.00076373
|  | 627.7594 | 0.0020623
|  | 627.9849 | 0.0011849
|  | 628.2105 | 0.0013754
|  | 628.4361 | 0.00046796
|  | 628.6617 | 0.00046965
|  | 628.8873 | 0.0016954
|  | 629.1129 | 3.4778e-05
|  | 629.3385 | 0.00077404
|  | 629.5641 | 0.0015046
|  | 629.7898 | 0.00069464
|  | 630.0154 | 0.001961
|  | 630.2411 | 0.0011919
|  | 630.4668 | 0.0012632
|  | 630.6924 | -0.00016308
|  | 630.9182 | 0.0018768
|  | 631.1438 | -0.00040875
|  | 631.3695 | 0.0010146
|  | 631.5952 | 0.0014149
|  | 631.821 | 0.0013702
|  | 632.0467 | 0.00045953
|  | 632.2725 | 0.0005633
|  | 632.4982 | 0.0017879
|  | 632.7239 | 0.00058822
|  | 632.9497 | 0.0014291
|  | 633.1755 | 0.00097909
|  | 633.4013 | 0.0013031
|  | 633.6271 | 0.0007934
|  | 633.8529 | 0.00064234
|  | 634.0787 | 0.0014815
|  | 634.3046 | 0.00099766
|  | 634.5304 | 0.00029918
|  | 634.7562 | 0.0016798
|  | 634.9821 | 0.00094794
|  | 635.2079 | 0.0017226
|  | 635.4338 | 0.0001367
|  | 635.6597 | 0.00087293
|  | 635.8856 | 0.00014383
|  | 636.1115 | 0.00099476
|  | 636.3374 | 0.0014446
|  | 636.5634 | 0.0022187
|  | 636.7892 | 0.0010644
|  | 637.0152 | 0.00092097
|  | 637.2411 | 0.0011166
|  | 637.4671 | 0.0010587
|  | 637.6931 | 0.00028483
|  | 637.9191 | 0.0012823
|  | 638.1451 | 0.0004893
|  | 638.371 | 0.001328
|  | 638.597 | 0.0006452
|  | 638.8231 | 0.0013906
|  | 639.0491 | 0.0010526
|  | 639.2751 | 0.0018076
|  | 639.5012 | 0.00059935
|  | 639.7272 | 0.00098437
|  | 639.9533 | 0.00012454
|  | 640.1794 | 0.0025889
|  | 640.4055 | 0.0004091
|  | 640.6315 | -2.0649e-07
|  | 640.8576 | 0.00017086
|  | 641.0837 | 0.00088387
|  | 641.3099 | -0.00077785
|  | 641.536 | 0.001405
|  | 641.7621 | -0.00018714
|  | 641.9883 | 0.0011934
|  | 642.2144 | 0.00033541
|  | 642.4406 | 0.0015909
|  | 642.6667 | 0.0010619
|  | 642.8929 | 0.00096756
|  | 643.1191 | 0.00084944
|  | 643.3453 | 0.0017455
|  | 643.5715 | 0.0012101
|  | 643.7978 | 0.000512
|  | 644.024 | 0.00032186
|  | 644.2502 | 0.0017685
|  | 644.4765 | 0.00069557
|  | 644.7028 | 0.0012445
|  | 644.929 | 0.00030507
|  | 645.1553 | 0.0010569
|  | 645.3816 | -0.0010856
|  | 645.6078 | 0.0019821
|  | 645.8342 | -0.00056544
|  | 646.0605 | -8.8799e-05
|  | 646.2868 | 0.00038312
|  | 646.5131 | 0.001045
|  | 646.7395 | -0.00032696
|  | 646.9658 | 0.0025889
|  | 647.1922 | -0.00038194
|  | 647.4186 | 0.0012873
|  | 647.645 | 6.7034e-06
|  | 647.8713 | 0.00075746
|  | 648.0977 | -0.00091446
|  | 648.3242 | 0.001661
|  | 648.5505 | 0.00064778
|  | 648.777 | 0.0010494
|  | 649.0034 | -0.000214
|  | 649.2299 | -0.00024021
|  | 649.4563 | 0.00016038
|  | 649.6828 | 0.0012709
|  | 649.9092 | -0.0013322
|  | 650.1357 | 0.00085859
|  | 650.3622 | 0.0002758
|  | 650.5887 | -0.00063248
|  | 650.8152 | 0.00019909
|  | 651.0417 | 0.0013822
|  | 651.2682 | 0.00032579
|  | 651.4948 | 0.00099112
|  | 651.7214 | -4.5031e-05
|  | 651.9479 | 0.00098805
|  | 652.1744 | -0.0011349
|  | 652.4011 | 0.00038588
|  | 652.6276 | 0.00037652
|  | 652.8542 | 0.0018181
|  | 653.0808 | 2.245e-05
|  | 653.3074 | 0.0010124
|  | 653.5341 | -0.00036323
|  | 653.7607 | 0.0010657
|  | 653.9873 | -0.00078933
|  | 654.2139 | -0.00076892
|  | 654.4406 | -0.00061298
|  | 654.6673 | 0.0010405
|  | 654.8939 | -0.00024173
|  | 655.1206 | 0.00082154
|  | 655.3474 | 0.0008818
|  | 655.574 | 0.0016803
|  | 655.8007 | -0.0002309
|  | 656.0275 | 0.00039068
|  | 656.2542 | -0.00016737
|  | 656.4809 | 0.00038224
|  | 656.7076 | -0.00088572
|  | 656.9344 | 0.00026665
|  | 657.1612 | -0.00024453
|  | 657.3879 | 0.00064412
|  | 657.6147 | 5.4469e-05
|  | 657.8416 | 0.00013101
|  | 658.0684 | 2.373e-05
|  | 658.2952 | 0.00049162
|  | 658.522 | -0.00021691
|  | 658.7488 | 0.00074005
|  | 658.9756 | 0.00033221
|  | 659.2025 | 0.00034422
|  | 659.4294 | -0.00032693
|  | 659.6562 | 0.0013084
|  | 659.8831 | 0.00047576
|  | 660.11 | 0.00050895
|  | 660.3369 | -0.00028714
|  | 660.5638 | 0.00048872
|  | 660.7907 | -4.2282e-05
|  | 661.0176 | 1.5311e-05
|  | 661.2446 | -5.3333e-05
|  | 661.4715 | 0.0018201
|  | 661.6984 | 0.00035129
|  | 661.9254 | 0.00099048
|  | 662.1523 | 0.00016694
|  | 662.3793 | 0.00079099
|  | 662.6063 | 0.00035098
|  | 662.8333 | 0.0007456
|  | 663.0603 | 0.00030062
|  | 663.2874 | 0.00063898
|  | 663.5143 | -0.00029689
|  | 663.7414 | 0.0010516
|  | 663.9684 | 0.00031812
|  | 664.1955 | 0.00051947
|  | 664.4225 | 0.00050236
|  | 664.6496 | 0.00053814
|  | 664.8766 | -0.00089299
|  | 665.1038 | 0.00078048
|  | 665.3309 | 4.8327e-05
|  | 665.558 | -7.659e-05
|  | 665.7851 | 0.00036999
|  | 666.0122 | 0.00041775
|  | 666.2393 | 0.0015115
|  | 666.4665 | 0.0013235
|  | 666.6936 | -0.00021475
|  | 666.9208 | 0.00069583
|  | 667.1479 | -0.00028653
|  | 667.3751 | 0.0005436
|  | 667.6023 | -0.00027359
|  | 667.8295 | -0.00011879
|  | 668.0567 | -0.00027822
|  | 668.2839 | 0.00077884
|  | 668.5111 | -0.00046884
|  | 668.7383 | 0.00067529
|  | 668.9656 | -0.0001202
|  | 669.1929 | 0.000479
|  | 669.4201 | 0.00020192
|  | 669.6473 | 0.00091917
|  | 669.8746 | -0.0005409
|  | 670.1019 | -0.00015251
|  | 670.3292 | -1.0542e-05
|  | 670.5565 | 0.00044554
|  | 670.7838 | -0.00068977
|  | 671.0112 | 0.00029776
|  | 671.2385 | 0.00054996
|  | 671.4658 | 0.00094077
|  | 671.6932 | -0.00022965
|  | 671.9205 | 0.00015738
|  | 672.1479 | -0.0011654
|  | 672.3752 | 0.0017004
|  | 672.6027 | 0.00095878
|  | 672.83 | 0.00071735
|  | 673.0574 | -0.00067426
|  | 673.2849 | 0.00017874
|  | 673.5123 | -5.401e-05
|  | 673.7397 | -1.6977e-05
|  | 673.9672 | -0.0010819
|  | 674.1946 | 0.00024694
|  | 674.4221 | -2.756e-05
|  | 674.6495 | -0.00054308
|  | 674.877 | -0.001256
|  | 675.1045 | 0.00027828
|  | 675.332 | 0.00037994
|  | 675.5594 | -0.00017952
|  | 675.787 | 0.00058816
|  | 676.0145 | 0.00036023
|  | 676.242 | -0.00059365
|  | 676.4695 | 0.0014667
|  | 676.6971 | -0.0004922
|  | 676.9246 | 0.0010263
|  | 677.1522 | 0.00026186
|  | 677.3798 | 0.0011059
|  | 677.6074 | 0.00046721
|  | 677.835 | 0.00072245
|  | 678.0626 | -0.00014041
|  | 678.2902 | 0.00038081
|  | 678.5178 | 0.00076446
|  | 678.7454 | 0.00019108
|  | 678.973 | -6.374e-05
|  | 679.2007 | 0.0016148
|  | 679.4283 | -0.00080922
|  | 679.656 | 0.00073609
|  | 679.8837 | -0.00069968
|  | 680.1113 | 0.00052096
|  | 680.3391 | -0.00057168
|  | 680.5667 | -0.00082088
|  | 680.7944 | -0.00032143
|  | 681.0222 | 0.00090935
|  | 681.2499 | 7.5278e-05
|  | 681.4776 | 0.00091171
|  | 681.7053 | 8.8453e-07
|  | 681.9331 | 0.00026049
|  | 682.1608 | 0.00020823
|  | 682.3886 | 0.00026002
|  | 682.6164 | -3.1803e-06
|  | 682.8442 | 0.00084412
|  | 683.072 | 0.00024094
|  | 683.2998 | 0.0009402
|  | 683.5276 | -0.00070903
|  | 683.7554 | 0.00014194
|  | 683.9832 | -0.00090874
|  | 684.2111 | 0.0015577
|  | 684.4389 | 5.6117e-05
|  | 684.6668 | 0.000901
|  | 684.8947 | -0.00038657
|  | 685.1226 | 5.3016e-05
|  | 685.3504 | -0.00018674
|  | 685.5783 | 0.000435
|  | 685.8062 | -0.00064956
|  | 686.0341 | 0.00077974
|  | 686.262 | -0.00064391
|  | 686.49 | 0.00082837
|  | 686.7179 | -0.00049847
|  | 686.9459 | 0.00042733
|  | 687.1738 | -0.00089226
|  | 687.4017 | 0.00070767
|  | 687.6298 | 0.0001415
|  | 687.8577 | 0.00099669
|  | 688.0857 | -0.00074604
|  | 688.3137 | -9.5191e-05
|  | 688.5417 | -0.0014197
|  | 688.7697 | 0.001188
|  | 688.9977 | 0.0004014
|  | 689.2258 | 0.00010052
|  | 689.4538 | 0.0013072
|  | 689.6819 | -0.00031513
|  | 689.9099 | -0.0008373
|  | 690.138 | 0.0022534
|  | 690.3661 | -0.00028476
|  | 690.5942 | -0.00081494
|  | 690.8223 | 0.0015384
|  | 691.0504 | 0.00053868
|  | 691.2785 | 0.0013374
|  | 691.5066 | -0.0025851
|  | 691.7347 | 0.0015443
|  | 691.9629 | 0.00080215
|  | 692.191 | 0.0010923
|  | 692.4192 | -0.00035096
|  | 692.6473 | 0.00062496
|  | 692.8755 | -0.00062788
|  | 693.1037 | 0.00060203
|  | 693.3319 | 5.192e-05
|  | 693.5601 | 0.00062638
|  | 693.7883 | 0.00016545
|  | 694.0165 | 0.0018679
|  | 694.2448 | 0.00032244
|  | 694.473 | 0.00022577
|  | 694.7012 | -0.00055201
|  | 694.9295 | 0.0014095
|  | 695.1577 | -0.00078866
|  | 695.386 | 0.0019364
|  | 695.6143 | 0.00032593
|  | 695.8426 | 0.0021819
|  | 696.0709 | -0.00071288
|  | 696.2992 | 6.0942e-05
|  | 696.5275 | -0.0011707
|  | 696.7558 | 0.00093467
|  | 696.9841 | 0.00025141
|  | 697.2125 | 0.001228
|  | 697.4409 | -0.00087738
|  | 697.6692 | 0.00080449
|  | 697.8976 | 0.00026369
|  | 698.126 | 0.00066843
|  | 698.3543 | 0.00023311
|  | 698.5827 | 0.00021483
|  | 698.8111 | -0.0017187
|  | 699.0396 | 0.0014721
|  | 699.2679 | 0.0001075
|  | 699.4964 | 0.0010753
|  | 699.7248 | -0.00045362
|  | 699.9532 | 0.001117
|  | 700.1817 | -0.0011624
|  | 700.4102 | 0.001074
|  | 700.6387 | -0.00038748
|  | 700.8671 | -7.5902e-05
|  | 701.0956 | 0.00027298
|  | 701.3241 | 0.00017741
|  | 701.5526 | -0.00072675
|  | 701.7811 | 0.0019197
|  | 702.0096 | -0.00089628
|  | 702.2382 | -0.00041024
|  | 702.4667 | -0.0014277
|  | 702.6953 | 0.00090422
|  | 702.9238 | 0.00028716
|  | 703.1524 | 0.00045845
|  | 703.381 | 0.00081927
|  | 703.6096 | 0.00035986
|  | 703.8381 | 0.00045396
|  | 704.0668 | 0.00039938
|  | 704.2953 | -0.00033431
|  | 704.524 | 0.00091422
|  | 704.7526 | 0.0005307
|  | 704.9813 | 0.0005677
|  | 705.2099 | -0.00046497
|  | 705.4385 | -0.00018461
|  | 705.6672 | -0.00015243
|  | 705.8959 | 0.000796
|  | 706.1246 | 0.0007064
|  | 706.3533 | 0.00046223
|  | 706.582 | -0.000276
|  | 706.8107 | 0.00075334
|  | 707.0394 | -0.001506
|  | 707.2681 | 0.00033307
|  | 707.4968 | -0.00025448
|  | 707.7256 | -0.00019529
|  | 707.9543 | 2.6401e-05
|  | 708.183 | 0.0010206
|  | 708.4118 | 0.00069516
|  | 708.6406 | 0.00062065
|  | 708.8694 | 0.00054408
|  | 709.0982 | 0.0010401
|  | 709.327 | -0.0010198
|  | 709.5558 | -0.00036996
|  | 709.7846 | -0.00023544
|  | 710.0134 | 0.0010797
|  | 710.2422 | -0.00068549
|  | 710.4711 | 0.00077859
|  | 710.7 | -0.00026275
|  | 710.9288 | 0.0015737
|  | 711.1577 | -0.00074988
|  | 711.3865 | 0.0005114
|  | 711.6154 | -0.00070645
|  | 711.8444 | 0.000803
|  | 712.0732 | -0.00082206
|  | 712.3021 | -0.00026891
|  | 712.5311 | -0.0011933
|  | 712.76 | 0.0015611
|  | 712.989 | -0.0002562
|  | 713.2179 | -0.00018165
|  | 713.4468 | 0.00038131
|  | 713.6758 | 0.0020121
|  | 713.9048 | -0.00013545
|  | 714.1337 | 0.00044381
|  | 714.3627 | 0.00063894
|  | 714.5917 | 0.00043769
|  | 714.8207 | 0.001139
|  | 715.0497 | 0.00037649
|  | 715.2787 | -0.00060327
|  | 715.5078 | 0.00090135
|  | 715.7368 | -0.00074755
|  | 715.9659 | 0.00076549
|  | 716.1949 | -0.00099702
|  | 716.424 | -0.00064579
|  | 716.6531 | -0.0011827
|  | 716.8821 | 0.00021884
|  | 717.1113 | -0.0002612
|  | 717.3403 | 0.00083143
|  | 717.5695 | 0.00090125
|  | 717.7986 | -6.2191e-05
|  | 718.0277 | -0.00073304
|  | 718.2568 | 0.00085059
|  | 718.486 | -0.00040692
|  | 718.7151 | 0.00054355
|  | 718.9443 | -0.00023908
|  | 719.1735 | 0.00081662
|  | 719.4026 | -0.00084846
|  | 719.6318 | 0.00069042
|  | 719.861 | 0.00054998
|  | 720.0902 | 4.2307e-05
|  | 720.3194 | 0.00020106
|  | 720.5486 | 1.6586e-05
|  | 720.7779 | -0.00014238
|  | 721.0071 | 0.0012978
|  | 721.2363 | -0.00070897
|  | 721.4656 | 0.00044967
|  | 721.6948 | -0.0014128
|  | 721.9241 | -3.4776e-05
|  | 722.1534 | 0.0010658
|  | 722.3827 | -0.0012366
|  | 722.612 | -0.00097147
|  | 722.8413 | 0.00037091
|  | 723.0706 | -0.00012278
|  | 723.2999 | 0.00056799
|  | 723.5292 | 0.00011962
|  | 723.7586 | 0.00028806
|  | 723.9879 | 0.00034214
|  | 724.2173 | 0.0012945
|  | 724.4467 | 0.0014342
|  | 724.676 | 0.0011219
|  | 724.9054 | -0.00087962
|  | 725.1348 | 0.00024117
|  | 725.3641 | -0.00065998
|  | 725.5936 | 0.0014462
|  | 725.823 | -0.00053527
|  | 726.0524 | 0.00074793
|  | 726.2819 | -0.0013967
|  | 726.5113 | 0.0007415
|  | 726.7407 | 0.00055733
|  | 726.9702 | 0.00059719
|  | 727.1996 | -0.00080786
|  | 727.4291 | 0.00020118
|  | 727.6586 | -0.00054643
|  | 727.8881 | -0.00039635
|  | 728.1176 | -0.0017516
|  | 728.347 | 0.001413
|  | 728.5766 | 0.00098587
|  | 728.8061 | 0.00010637
|  | 729.0356 | -0.0009281
|  | 729.2652 | 5.3147e-05
|  | 729.4947 | 0.00023662
|  | 729.7242 | 0.00067688
|  | 729.9539 | 0.00029051
|  | 730.1834 | 0.0001841
|  | 730.413 | -0.00083065
|  | 730.6426 | -8.4797e-05
|  | 730.8722 | -0.0004913
|  | 731.1017 | 0.00095843
|  | 731.3314 | -0.00020046
|  | 731.561 | 0.0013686
|  | 731.7906 | 4.0796e-05
|  | 732.0203 | 0.00022711
|  | 732.2499 | 0.0014605
|  | 732.4796 | 0.00022269
|  | 732.7092 | 0.00015719
|  | 732.9389 | 0.00032015
|  | 733.1686 | -0.0018117
|  | 733.3983 | 0.0007758
|  | 733.628 | 9.838e-05
|  | 733.8577 | -0.00035051
|  | 734.0874 | -0.00026121
|  | 734.3171 | 0.0013964
|  | 734.5469 | -0.00049882
|  | 734.7766 | 0.00025088
|  | 735.0063 | -0.0010056
|  | 735.2361 | 0.00024892
|  | 735.4659 | -0.00017247
|  | 735.6956 | 0.00088833
|  | 735.9254 | -0.00026467
|  | 736.1552 | -0.00068372
|  | 736.385 | -0.00061763
|  | 736.6148 | 0.0016076
|  | 736.8446 | 0.00026574
|  | 737.0744 | -0.00011836
|  | 737.3043 | -0.0011759
|  | 737.5341 | 0.0010214
|  | 737.7639 | -0.0012503
|  | 737.9938 | 0.00086972
|  | 738.2236 | 1.3811e-06
|  | 738.4536 | -0.00018098
|  | 738.6834 | -0.0010067
|  | 738.9133 | -0.00013492
|  | 739.1432 | 0.00031179
|  | 739.3731 | 0.00047583
|  | 739.603 | -0.00044631
|  | 739.8329 | 0.00086516
|  | 740.0629 | -0.00064345
|  | 740.2928 | 0.00074685
|  | 740.5228 | 0.00068734
|  | 740.7527 | 0.00054667
|  | 740.9827 | -0.0015532
|  | 741.2126 | 0.0007369
|  | 741.4426 | 0.00028341
|  | 741.6726 | 0.0011746
|  | 741.9026 | -0.00055647
|  | 742.1326 | 0.00030345
|  | 742.3626 | -0.0013104
|  | 742.5927 | 0.001388
|  | 742.8226 | -0.0014932
|  | 743.0527 | -0.00070014
|  | 743.2827 | -0.00030031
|  | 743.5128 | 0.000567
|  | 743.7429 | -0.0003501
|  | 743.9729 | 0.00034063
|  | 744.203 | -0.0010783
|  | 744.4331 | 0.0024056
|  | 744.6631 | -0.00085734
|  | 744.8932 | 0.00090831
|  | 745.1234 | -0.0012992
|  | 745.3535 | 0.0013455
|  | 745.5836 | -0.00091002
|  | 745.8138 | 0.00074392
|  | 746.0439 | -0.00040389
|  | 746.274 | 0.00074899
|  | 746.5042 | -0.00035378
|  | 746.7344 | 0.0010752
|  | 746.9645 | -0.0014081
|  | 747.1948 | -0.00028017
|  | 747.4249 | -0.00038645
|  | 747.6552 | 0.00022777
|  | 747.8853 | 0.00029313
|  | 748.1155 | 0.0021583
|  | 748.3458 | -0.0010205
|  | 748.576 | 0.00012775
|  | 748.8063 | -0.00057755
|  | 749.0365 | -0.0011588
|  | 749.2668 | 0.0010851
|  | 749.497 | 0.00047558
|  | 749.7273 | 0.0022511
|  | 749.9576 | -0.0012527
|  | 750.1879 | 0.0012992
|  | 750.4182 | 5.1367e-05
|  | 750.6485 | 0.00062204
|  | 750.8788 | 0.00082413
|  | 751.1091 | 0.0002255
|  | 751.3395 | 0.00099005
|  | 751.5698 | -0.00045103
|  | 751.8001 | -0.00025328
|  | 752.0305 | 0.00038331
|  | 752.2609 | -0.00039232
|  | 752.4912 | 0.00038779
|  | 752.7216 | -0.0019667
|  | 752.952 | 0.00074828
|  | 753.1824 | 8.2395e-06
|  | 753.4128 | 3.8705e-05
|  | 753.6432 | 1.5802e-05
|  | 753.8736 | 0.00065752
|  | 754.1041 | -0.0012727
|  | 754.3345 | 0.00047328
|  | 754.5649 | -0.00076782
|  | 754.7954 | -0.00060065
|  | 755.0258 | 0.0012484
|  | 755.2563 | 0.0017919
|  | 755.4868 | -0.00060476
|  | 755.7173 | 4.1385e-05
|  | 755.9478 | -0.00045192
|  | 756.1783 | 0.00035905
|  | 756.4088 | -0.0011361
|  | 756.6393 | 0.0018457
|  | 756.8698 | -0.00011109
|  | 757.1003 | 0.0020551
|  | 757.3309 | 0.0010123
|  | 757.5615 | -0.00063353
|  | 757.792 | 0.00051123
|  | 758.0226 | 0.00093337
|  | 758.2532 | -0.0003327
|  | 758.4837 | -0.0011001
|  | 758.7143 | 0.00027167
|  | 758.9449 | 0.00059472
|  | 759.1755 | 0.00091776
|  | 759.4061 | 0.00050902
|  | 759.6368 | 0.0002674
|  | 759.8674 | -0.00039723
|  | 760.098 | -0.0020862
|  | 760.3287 | 0.00073891
|  | 760.5593 | 0.00014362
|  | 760.79 | -0.00037094
|  | 761.0206 | -0.0014226
|  | 761.2513 | 0.0011324
|  | 761.482 | -0.00050933
|  | 761.7127 | 0.0011821
|  | 761.9434 | -0.0010755
|  | 762.1741 | -0.00059102
|  | 762.4048 | -0.00043545
|  | 762.6356 | 0.0012709
|  | 762.8663 | -0.0011015
|  | 763.097 | 0.00055862
|  | 763.3278 | -0.00014675
|  | 763.5585 | -0.00018394
|  | 763.7893 | -0.00015092
|  | 764.0201 | 0.0019432
|  | 764.2509 | -0.0011539
|  | 764.4817 | -0.00035563
|  | 764.7125 | -0.00016826
|  | 764.9433 | -0.00055796
|  | 765.1741 | -0.0013389
|  | 765.4049 | -0.00014781
|  | 765.6357 | -0.0014882
|  | 765.8666 | -0.00026038
|  | 766.0974 | -0.0010437
|  | 766.3283 | -0.0010505
|  | 766.5591 | -0.00048242
|  | 766.79 | 0.00010634
|  | 767.0209 | -0.00032515
|  | 767.2518 | 0.0020805
|  | 767.4827 | -0.0011438
|  | 767.7136 | -0.001078
|  | 767.9445 | -0.001225
|  | 768.1754 | 0.00013664
|  | 768.4063 | -0.0014613
|  | 768.6373 | -0.0002326
|  | 768.8682 | -0.00021193
|  | 769.0992 | 0.00080036
|  | 769.3301 | -0.0012413
|  | 769.5611 | 0.0011115
|  | 769.7921 | -7.4348e-05
|  | 770.023 | 0.00012232
|  | 770.254 | -0.00053766
|  | 770.485 | 0.0011151
|  | 770.716 | -0.00090649
|  | 770.947 | 0.00074325
|  | 771.178 | -0.00039631
|  | 771.4091 | 0.002015
|  | 771.6401 | -0.0012818
|  | 771.8712 | 0.001397
|  | 772.1022 | -0.00064381
|  | 772.3333 | -0.00058174
|  | 772.5643 | -0.0019925
|  | 772.7954 | 0.00093624
|  | 773.0266 | -0.0018046
|  | 773.2576 | -0.00061979
|  | 773.4887 | 0.00028159
|  | 773.7198 | 0.00061268
|  | 773.9509 | 0.00012712
|  | 774.1821 | -0.00048011
|  | 774.4132 | 0.0007205
|  | 774.6443 | -0.0004673
|  | 774.8755 | 0.00022901
|  | 775.1066 | 0.0012779
|  | 775.3378 | -0.0017971
|  | 775.569 | 0.00085418
|  | 775.8002 | -0.0011354
|  | 776.0314 | 0.0002377
|  | 776.2625 | 0.000618
|  | 776.4937 | 0.00075324
|  | 776.725 | 0.00208
|  | 776.9562 | 0.00056702
|  | 777.1874 | -0.00052362
|  | 777.4186 | 0.00089803
|  | 777.6499 | -0.00018496
|  | 777.8811 | 0.0019719
|  | 778.1124 | 0.0014398
|  | 778.3436 | 0.0012294
|  | 778.5749 | 1.6705e-05
|  | 778.8062 | -0.00042112
|  | 779.0375 | 0.00095143
|  | 779.2688 | 0.00090047
|  | 779.5001 | -0.00083151
|  | 779.7314 | 0.001853
|  | 779.9627 | 0.00026786
|  | 780.194 | -9.3856e-05
|  | 780.4254 | -0.00050933
|  | 780.6567 | 0.0013328
|  | 780.8881 | -0.00090202
|  | 781.1194 | 0.00040924
|  | 781.3508 | 0.0013731
|  | 781.5822 | 0.0022769
|  | 781.8136 | 0.00089658
|  | 782.045 | 0.0015993
|  | 782.2764 | -0.0013862
|  | 782.5078 | -0.0012984
|  | 782.7392 | -0.00050929
|  | 782.9706 | 0.0020106
|  | 783.202 | 0.00045235
|  | 783.4335 | 0.00028739
|  | 783.6649 | -0.00042029
|  | 783.8964 | 0.0019405
|  | 784.1278 | -0.0018667
|  | 784.3593 | 0.0026124
|  | 784.5908 | -0.0021019
|  | 784.8223 | 0.00083453
|  | 785.0538 | -0.00056191
|  | 785.2853 | 0.001546
|  | 785.5168 | -0.0017557
|  | 785.7483 | 0.0014809
|  | 785.9798 | 0.0010173
|  | 786.2113 | 0.0013308
|  | 786.4429 | -0.00067636
|  | 786.6744 | 0.0019149
|  | 786.9059 | -0.0001125
|  | 787.1375 | -0.00022241
|  | 787.3691 | -0.00053673
|  | 787.6007 | -0.00027471
|  | 787.8323 | -0.003167
|  | 788.0638 | 0.0019986
|  | 788.2955 | -0.00048857
|  | 788.5271 | -3.4041e-05
|  | 788.7587 | 0.0013502
|  | 788.9903 | -0.0010463
|  | 789.2219 | 3.309e-05
|  | 789.4536 | -0.00015947
|  | 789.6852 | -0.0006715
|  | 789.9169 | 0.00063056
|  | 790.1486 | -0.00034166
|  | 790.3802 | 0.0013266
|  | 790.6119 | -0.0013995
|  | 790.8436 | -0.00025852
|  | 791.0753 | -0.0013107
|  | 791.307 | 0.0015945
|  | 791.5387 | -0.00015903
|  | 791.7704 | -0.00033347
|  | 792.0021 | -0.00040378
|  | 792.2339 | -0.0006784
|  | 792.4656 | -0.0015808
|  | 792.6973 | 0.00076045
|  | 792.9291 | -0.00042528
|  | 793.1609 | -0.00056913
|  | 793.3926 | -0.0015419
|  | 793.6244 | 3.8762e-05
|  | 793.8562 | -0.0016516
|  | 794.088 | 0.0020309
|  | 794.3198 | -0.00068838
|  | 794.5516 | -0.0011868
|  | 794.7834 | -0.001002
|  | 795.0153 | 0.0012535
|  | 795.2471 | 0.00023829
|  | 795.4789 | -0.00031834
|  | 795.7108 | -0.00083929
|  | 795.9426 | 0.0011673
|  | 796.1745 | -0.001319
|  | 796.4064 | 0.0018435
|  | 796.6382 | -0.00077723
|  | 796.8701 | 0.0009148
|  | 797.102 | -0.00031009
|  | 797.3339 | -0.00021629
|  | 797.5658 | -0.00044392
|  | 797.7977 | 0.00097402
|  | 798.0297 | -0.0016063
|  | 798.2616 | 0.001895
|  | 798.4935 | 0.00083966
|  | 798.7255 | 0.0013284
|  | 798.9574 | -0.00034229
|  | 799.1894 | -0.00073879
|  | 799.4213 | -0.0013256
|  | 799.6533 | 0.00030802
|  | 799.8853 | 0.00048287
|  | 800.1173 | -0.0014592
|  | 800.3493 | 0.00087548
|  | 800.5813 | 0.0013065
|  | 800.8134 | -0.0027018
|  | 801.0453 | 0.0020493
|  | 801.2774 | -0.0010125
|  | 801.5094 | 0.00071072
|  | 801.7415 | -0.0013547
|  | 801.9735 | 0.00081133
|  | 802.2056 | -0.00088652
|  | 802.4376 | 0.0019019
|  | 802.6697 | -0.00025118
|  | 802.9018 | 0.0015307
|  | 803.1339 | -0.00072275
|  | 803.366 | 0.00074428
|  | 803.5981 | -0.0020463
|  | 803.8302 | 0.00015895
|  | 804.0623 | -0.000973
|  | 804.2945 | 0.0013091
|  | 804.5266 | 0.0024088
|  | 804.7587 | 0.0011366
|  | 804.9909 | -0.0019286
|  | 805.2231 | 0.0021296
|  | 805.4552 | 8.3629e-06
|  | 805.6874 | 0.0028664
|  | 805.9196 | -0.0008331
|  | 806.1518 | -0.00049512
|  | 806.384 | -0.0019295
|  | 806.6161 | 0.0024468
|  | 806.8484 | -6.9767e-05
|  | 807.0806 | 0.0019281
|  | 807.3128 | -0.0021173
|  | 807.545 | 3.1559e-05
|  | 807.7773 | -0.0031369
|  | 808.0096 | 0.0014685
|  | 808.2418 | 0.00011671
|  | 808.4741 | -0.0002345
|  | 808.7064 | -0.0018477
|  | 808.9387 | -1.3539e-05
|  | 809.1709 | -0.00021683
|  | 809.4032 | -0.00077145
|  | 809.6355 | 0.0024476
|  | 809.8678 | -0.0002816
|  | 810.1002 | 0.0022814
|  | 810.3325 | -0.00064091
|  | 810.5648 | 0.0014711
|  | 810.7971 | 0.00015791
|  | 811.0295 | 0.0010004
|  | 811.2618 | -0.00021074
|  | 811.4942 | -0.00019269
|  | 811.7266 | -0.0027661
|  | 811.9589 | 0.00096132
|  | 812.1913 | -0.00085547
|  | 812.4237 | 0.0010823
|  | 812.6561 | 0.0005426
|  | 812.8885 | -0.00078032
|  | 813.121 | -0.0026821
|  | 813.3534 | 0.00031954
|  | 813.5858 | -0.0016888
|  | 813.8182 | 0.00015484
|  | 814.0507 | -0.001794
|  | 814.2831 | 0.0046188
|  | 814.5156 | -0.00053326
|  | 814.748 | 0.0029646
|  | 814.9805 | -0.0014216
|  | 815.213 | 0.0013435
|  | 815.4455 | -0.0019736
|  | 815.678 | 0.0022045
|  | 815.9105 | -0.00096937
|  | 816.143 | 0.0057746
|  | 816.3755 | -0.00020624
|  | 816.608 | 0.00079643
|  | 816.8406 | 0.00022853
|  | 817.0731 | -0.00046559
|  | 817.3057 | 0.00047654
|  | 817.5383 | 0.0021296
|  | 817.7708 | -0.0012496
|  | 818.0034 | 0.0026552
|  | 818.236 | -0.00078076
|  | 818.4686 | 0.00066184
|  | 818.7011 | -0.0011158
|  | 818.9337 | 0.0019047
|  | 819.1663 | 0.0026895
|  | 819.399 | 0.0017204
|  | 819.6316 | -0.00032724
|  | 819.8642 | 0.00022685
|  | 820.0969 | -0.0010035
|  | 820.3295 | -0.0020063
|  | 820.5621 | -0.002492
|  | 820.7948 | 0.001814
|  | 821.0275 | -0.00035271
|  | 821.2601 | 0.001717
|  | 821.4928 | 0.00017796
|  | 821.7255 | 4.5219e-05
|  | 821.9582 | -0.0020392
|  | 822.1909 | -8.118e-06
|  | 822.4236 | -0.0019464
|  | 822.6564 | 0.00030046
|  | 822.8891 | -0.001218
|  | 823.1218 | 0.0018804
|  | 823.3546 | -0.0027216
|  | 823.5873 | 0.0018056
|  | 823.8201 | -0.0012181
|  | 824.0528 | 0.0012266
|  | 824.2856 | 0.0010852
|  | 824.5184 | 0.00090175
|  | 824.7512 | -0.0034625
|  | 824.9839 | 0.0019218
|  | 825.2167 | -0.0011702
|  | 825.4495 | 0.0013116
|  | 825.6824 | 6.6762e-05
|  | 825.9152 | 0.0013025
|  | 826.148 | -0.0010945
|  | 826.3809 | 0.00067106
|  | 826.6137 | -0.0013807
|  | 826.8466 | 0.0013745
|  | 827.0794 | -0.00039805
|  | 827.3123 | 0.001101
|  | 827.5452 | -0.001921
|  | 827.778 | 0.00075604
|  | 828.0109 | 0.0019308
|  | 828.2438 | 0.00095151
|  | 828.4767 | -0.002168
|  | 828.7096 | 0.0014301
|  | 828.9425 | -0.0013987
|  | 829.1755 | 0.0028333
|  | 829.4084 | -0.002907
|  | 829.6413 | 0.0019808
|  | 829.8743 | -0.0012179
|  | 830.1072 | 0.00073512
|  | 830.3402 | -0.0013336
|  | 830.5732 | 0.00050164
|  | 830.8062 | -0.00027285
|  | 831.0391 | -0.00076344
|  | 831.2721 | -0.0017998
|  | 831.5051 | 0.00096274
|  | 831.7381 | -0.0047182
|  | 831.9711 | 0.0015867
|  | 832.2042 | -0.0016639
|  | 832.4371 | 0.0023343
|  | 832.6702 | -0.0020182
|  | 832.9033 | 0.0017666
|  | 833.1363 | -0.0012606
|  | 833.3693 | 0.0025961
|  | 833.6024 | -0.003061
|  | 833.8354 | 0.0010144
|  | 834.0685 | -0.00042713
|  | 834.3016 | 0.0018239
|  | 834.5347 | 0.00053596
|  | 834.7678 | 0.0023151
|  | 835.0009 | 0.0017101
|  | 835.234 | 0.0032918
|  | 835.4672 | 0.0010157
|  | 835.7003 | -0.00036291
|  | 835.9334 | -0.0018298
|  | 836.1666 | -0.00016033
|  | 836.3997 | -0.0020028
|  | 836.6329 | 0.001056
|  | 836.866 | -0.0015283
|  | 837.0992 | 0.0023587
|  | 837.3324 | -7.856e-05
|  | 837.5656 | 0.0032973
|  | 837.7988 | -0.00082788
|  | 838.032 | 0.001481
|  | 838.2651 | 0.00012532
|  | 838.4984 | 0.0013528
|  | 838.7316 | -0.002074
|  | 838.9648 | 0.0020284
|  | 839.1981 | -0.0010033
|  | 839.4313 | -0.00040097
|  | 839.6646 | -0.0023036
|  | 839.8978 | 0.0030287
|  | 840.1311 | -0.00043171
|  | 840.3644 | 0.00059212
|  | 840.5977 | -0.0027263
|  | 840.8309 | -0.00047331
|  | 841.0642 | 0.00024953
|  | 841.2975 | 0.00083394
|  | 841.5308 | -0.0024497
|  | 841.7641 | 0.00017499
|  | 841.9974 | -0.0016131
|  | 842.2308 | 0.0029014
|  | 842.4641 | 0.0018508
|  | 842.6974 | 0.0012453
|  | 842.9308 | -0.00073412
|  | 843.1642 | 8.4999e-05
|  | 843.3975 | -0.0011697
|  | 843.6309 | 0.00020311
|  | 843.8643 | 5.6476e-05
|  | 844.0977 | -0.0018918
|  | 844.3311 | -0.00044799
|  | 844.5645 | -0.0012073
|  | 844.7979 | -0.0016673
|  | 845.0313 | -0.00021416
|  | 845.2647 | 0.00029928
|  | 845.4981 | 0.0012896
|  | 845.7316 | -0.0007215
|  | 845.965 | 0.0024526
|  | 846.1985 | 0.0010528
|  | 846.4319 | 0.003565
|  | 846.6654 | -0.0022527
|  | 846.8989 | 0.0018354
|  | 847.1323 | 0.00052975
|  | 847.3658 | -0.00052362
|  | 847.5993 | -0.00030238
|  | 847.8328 | 0.0018246
|  | 848.0663 | -0.00025134
|  | 848.2999 | -0.00018451
|  | 848.5334 | -0.0023069
|  | 848.7669 | 0.0019307
|  | 849.0004 | -0.0024722
|  | 849.2339 | 0.0018528
|  | 849.4675 | -0.0023354
|  | 849.701 | 0.00076478
|  | 849.9346 | -0.0029382
|  | 850.1682 | 0.002097
|  | 850.4018 | -0.0035068
|  | 850.6354 | -0.00040491
|  | 850.869 | -0.0024852
|  | 851.1025 | 0.0012354
|  | 851.3362 | -0.0022102
|  | 851.5698 | 0.00025048
|  | 851.8034 | 0.00068375
|  | 852.037 | 0.0025773
|  | 852.2707 | -0.0013024
|  | 852.5043 | 0.0023288
|  | 852.738 | 6.8756e-05
|  | 852.9716 | 0.00029799
|  | 853.2053 | -0.0014534
|  | 853.439 | 0.005438
|  | 853.6726 | -0.0018882
|  | 853.9063 | 0.0011613
|  | 854.14 | 0.0010531
|  | 854.3737 | 0.00063448
|  | 854.6074 | -0.0013808
|  | 854.8411 | 0.002368
|  | 855.0748 | 0.0015134
|  | 855.3085 | 0.00063806
|  | 855.5423 | -0.0011029
|  | 855.776 | 0.00020091
|  | 856.0098 | -0.0037309
|  | 856.2435 | 0.00036866
|  | 856.4773 | -0.0026761
|  | 856.7111 | 0.00070337
|  | 856.9448 | -0.0022951
|  | 857.1786 | 0.00073486
|  | 857.4124 | 0.00013015
|  | 857.6462 | 0.0015158
|  | 857.88 | -0.00021064
|  | 858.1138 | 0.0036508
|  | 858.3477 | -0.0036717
|  | 858.5814 | -0.00089803
|  | 858.8153 | -0.00068191
|  | 859.0491 | -0.0003045
|  | 859.283 | 0.0015074
|  | 859.5168 | 0.0029824
|  | 859.7507 | -0.00158
|  | 859.9846 | 0.001684
|  | 860.2184 | -0.00050878
|  | 860.4523 | 0.0024037
|  | 860.6862 | -0.0024165
|  | 860.92 | -0.0008686
|  | 861.154 | -0.0013028
|  | 861.3879 | 0.0016532
|  | 861.6218 | -0.00082647
|  | 861.8557 | 0.00091444
|  | 862.0897 | 0.00070761
|  | 862.3236 | 0.002877
|  | 862.5575 | 0.0031132
|  | 862.7914 | 0.00079562
|  | 863.0255 | 0.00013918
|  | 863.2594 | 0.0032027
|  | 863.4933 | -0.0014322
|  | 863.7274 | 0.0020278
|  | 863.9613 | -0.0010201
|  | 864.1953 | -0.00045891
|  | 864.4293 | 0.00092809
|  | 864.6633 | 0.0016476
|  | 864.8973 | -0.00097355
|  | 865.1313 | -2.0096e-05
|  | 865.3654 | -0.0003148
|  | 865.5994 | 0.0049643
|  | 865.8334 | 0.00032763
|  | 866.0675 | 9.5604e-05
|  | 866.3015 | 9.3951e-05
|  | 866.5356 | -0.0015754
|  | 866.7697 | 0.00063491
|  | 867.0037 | -0.00060571
|  | 867.2379 | -0.0030619
|  | 867.4719 | 0.00333
|  | 867.706 | -0.0019199
|  | 867.9401 | -0.00088288
|  | 868.1742 | 0.002492
|  | 868.4083 | -0.00046823
|  | 868.6425 | 0.00041796
|  | 868.8766 | 0.0015269
|  | 869.1107 | 0.0019307
|  | 869.3448 | 0.001347
|  | 869.579 | 0.0031713
|  | 869.8132 | -0.0012889
|  | 870.0473 | 0.0012956
|  | 870.2815 | 0.00049351
|  | 870.5157 | 0.001087
|  | 870.7499 | -0.0031525
|  | 870.9841 | 0.0023289
|  | 871.2183 | 0.00069772
|  | 871.4525 | 0.002158
|  | 871.6866 | -0.0019232
|  | 871.9209 | -0.00080524
|  | 872.1551 | -0.0017943
|  | 872.3893 | 0.0031136
|  | 872.6236 | -0.0021524
|  | 872.8578 | 0.00070169
|  | 873.0921 | -0.00070537
|  | 873.3264 | 0.00044132
|  | 873.5606 | -0.0022539
|  | 873.7949 | 0.00048531
|  | 874.0292 | 0.00044298
|  | 874.2634 | 0.00502
|  | 874.4977 | -0.0011692
|  | 874.7321 | -0.001769
|  | 874.9663 | -0.0055232
|  | 875.2006 | -0.001415
|  | 875.435 | -0.0026486
|  | 875.6693 | 0.0052033
|  | 875.9036 | -0.0033249
|  | 876.138 | 0.0051698
|  | 876.3723 | 0.00114
|  | 876.6067 | 0.0058117
|  | 876.8411 | -0.0015951
|  | 877.0754 | 0.0049401
|  | 877.3098 | 0.0007031
|  | 877.5442 | 0.00029653
|  | 877.7786 | 0.001336
|  | 878.0129 | 0.003689
|  | 878.2473 | -0.0024025
|  | 878.4818 | 0.0018968
|  | 878.7162 | -0.00034949
|  | 878.9506 | 0.0040547
|  | 879.185 | 0.0011917
|  | 879.4194 | 0.0040138
|  | 879.6539 | -0.00040159
|  | 879.8884 | 0.0020749
|  | 880.1228 | 0.00032117
|  | 880.3572 | 0.0023955
|  | 880.5917 | 0.00079646
|  | 880.8262 | 0.0030227
|  | 881.0607 | 0.0016414
|  | 881.2952 | 0.0073637
|  | 881.5297 | 0.0018248
|  | 881.7642 | 0.004721
|  | 881.9987 | -0.00045604
|  | 882.2332 | 0.0024319
|  | 882.4677 | -0.0041922
|  | 882.7023 | 0.0024675
|  | 882.9368 | -0.0034746
|  | 883.1713 | 0.0040923
|  | 883.4059 | 0.00086424
|  | 883.6404 | 0.001868
|  | 883.875 | 0.00014032
|  | 884.1096 | 0.0015707
|  | 884.3442 | -0.0042187
|  | 884.5787 | -0.00040279
|  | 884.8134 | 0.00049106
|  | 885.0479 | -0.0019728
|  | 885.2825 | -0.0018082
|  | 885.5172 | 0.00031094
|  | 885.7518 | -0.00075555
|  | 885.9864 | 0.0034661
|  | 886.221 | -0.0031514
|  | 886.4556 | 0.0015787
|  | 886.6903 | -0.0048696
|  | 886.9249 | 0.0024572
|  | 887.1596 | -0.0034389
|  | 887.3943 | 0.0063482
|  | 887.629 | -0.0026537
|  | 887.8636 | -0.00066283
|  | 888.0983 | -0.0024939
|  | 888.333 | -0.0031489
|  | 888.5677 | 0.00046853
|  | 888.8024 | 0.00058431
|  | 889.0371 | -0.0018941
|  | 889.2719 | 0.0036493
|  | 889.5065 | -0.003067
|  | 889.7413 | 0.0019126
|  | 889.976 | 0.0010035
|  | 890.2108 | 0.0032171
|  | 890.4455 | -0.0041356
|  | 890.6803 | 0.0015491
|  | 890.915 | 9.6043e-05
|  | 891.1498 | 0.0043111
|  | 891.3846 | -0.0047643
|  | 891.6194 | -0.0018447
|  | 891.8542 | -0.00087083
|  | 892.0889 | 0.0033932
|  | 892.3237 | -0.0017463
|  | 892.5586 | 0.0011383
|  | 892.7934 | -0.0021639
|  | 893.0282 | 0.0024587
|  | 893.2631 | -0.002453
|  | 893.4979 | -0.00088714
|  | 893.7327 | -0.00068985
|  | 893.9676 | 0.0023904
|  | 894.2025 | 0.005225
|  | 894.4373 | -0.00037592
|  | 894.6722 | -0.00065722
|  | 894.907 | 0.00091462
|  | 895.1419 | -0.0014614
|  | 895.3768 | 0.0044826
|  | 895.6117 | -0.0016729
|  | 895.8466 | 0.0074347
|  | 896.0815 | -0.0010962
|  | 896.3164 | -0.0021859
|  | 896.5513 | 0.0021877
|  | 896.7863 | 0.0052666
|  | 897.0212 | -0.005511
|  | 897.2562 | 0.0017134
|  | 897.4911 | -0.0028261
|  | 897.7261 | 0.0009087
|  | 897.9611 | 0.002074
|  | 898.196 | 0.0020107
|  | 898.431 | 0.0019075
|  | 898.666 | 0.0019734
|  | 898.9009 | -0.0013844
|  | 899.1359 | 0.0016743
|  | 899.3709 | -0.0021955
|  | 899.606 | 0.0049181
|  | 899.8409 | -0.0073194
|  | 900.076 | -0.00022224
|  | 900.311 | 0
|  | 900.546 | 0
|  | 900.7811 | 0
|  | 901.0161 | 0
|  | 901.2512 | 0
|  | 901.4863 | 0
|  | 901.7213 | 0
|  | 901.9564 | 0
|  | 902.1915 | 0
|  | 902.4266 | 0
|  | 902.6616 | 0
|  | 902.8967 | 0
|  | 903.1318 | 0
|  | 903.3669 | 0
|  | 903.6021 | 0
|  | 903.8372 | 0
|  | 904.0723 | 0
|  | 904.3075 | 0
|  | 904.5426 | 0
|  | 904.7778 | 0
|  | 905.0129 | 0
|  | 905.2481 | 0
|  | 905.4833 | 0
|  | 905.7184 | 0
|  | 905.9536 | 0
|  | 906.1888 | 0
|  | 906.424 | 0
|  | 906.6592 | 0
|  | 906.8944 | 0
|  | 907.1296 | 0
|  | 907.3649 | 0
|  | 907.6001 | 0
|  | 907.8353 | 0
|  | 908.0706 | 0
|  | 908.3058 | 0
|  | 908.5411 | 0
|  | 908.7764 | 0
|  | 909.0116 | 0
|  | 909.2469 | 0
|  | 909.4822 | 0
|  | 909.7175 | 0
|  | 909.9528 | 0
|  | 910.188 | 0
|  | 910.4233 | 0
|  | 910.6587 | 0
|  | 910.894 | 0
|  | 911.1293 | 0
|  | 911.3646 | 0
|  | 911.6 | 0
|  | 911.8353 | 0
|  | 912.0707 | 0
|  | 912.306 | 0
|  | 912.5414 | 0
|  | 912.7768 | 0
|  | 913.0121 | 0
|  | 913.2476 | 0
|  | 913.4829 | 0
|  | 913.7183 | 0
|  | 913.9537 | 0
|  | 914.1891 | 0
|  | 914.4246 | 0
|  | 914.66 | 0
|  | 914.8954 | 0
|  | 915.1308 | 0
|  | 915.3663 | 0
|  | 915.6017 | 0
|  | 915.8372 | 0
|  | 916.0726 | 0
|  | 916.3081 | 0
|  | 916.5436 | 0
|  | 916.7791 | 0
|  | 917.0145 | 0
|  | 917.25 | 0
|  | 917.4855 | 0
|  | 917.721 | 0
|  | 917.9565 | 0
|  | 918.1921 | 0
|  | 918.4276 | 0
|  | 918.6631 | 0
|  | 918.8986 | 0
|  | 919.1342 | 0
|  | 919.3698 | 0
|  | 919.6053 | 0
|  | 919.8409 | 0
|  | 920.0764 | 0
|  | 920.312 | 0
|  | 920.5476 | 0
|  | 920.7831 | 0
|  | 921.0187 | 0
|  | 921.2543 | 0
|  | 921.49 | 0
|  | 921.7256 | 0
|  | 921.9612 | 0
|  | 922.1968 | 0
|  | 922.4324 | 0
|  | 922.6681 | 0
|  | 922.9037 | 0
|  | 923.1394 | 0
|  | 923.3751 | 0
|  | 923.6107 | 0
|  | 923.8464 | 0
|  | 924.082 | 0
|  | 924.3177 | 0
|  | 924.5534 | 0
|  | 924.7891 | 0
|  | 925.0248 | 0
|  | 925.2605 | 0
|  | 925.4962 | 0
|  | 925.7319 | 0
|  | 925.9677 | 0
|  | 926.2034 | 0
|  | 926.4391 | 0
|  | 926.6749 | 0
|  | 926.9106 | 0
|  | 927.1464 | 0
|  | 927.3821 | 0
|  | 927.6179 | 0
|  | 927.8537 | 0
|  | 928.0895 | 0
|  | 928.3253 | 0
|  | 928.5611 | 0
|  | 928.7969 | 0
|  | 929.0327 | 0
|  | 929.2685 | 0
|  | 929.5043 | 0
|  | 929.7401 | 0
|  | 929.976 | 0
|  | 930.2118 | 0
|  | 930.4476 | 0
|  | 930.6835 | 0
|  | 930.9194 | 0
|  | 931.1552 | 0
|  | 931.3911 | 0
|  | 931.627 | 0
|  | 931.8629 | 0
|  | 932.0988 | 0
|  | 932.3347 | 0
|  | 932.5706 | 0
|  | 932.8065 | 0
|  | 933.0424 | 0
|  | 933.2783 | 0
|  | 933.5142 | 0
|  | 933.7501 | 0
|  | 933.9861 | 0
|  | 934.222 | 0
|  | 934.4579 | 0
|  | 934.6939 | 0
|  | 934.9299 | 0
|  | 935.1658 | 0
|  | 935.4018 | 0
|  | 935.6378 | 0
|  | 935.8738 | 0
|  | 936.1097 | 0
|  | 936.3458 | 0
|  | 936.5818 | 0
|  | 936.8178 | 0
|  | 937.0538 | 0
|  | 937.2899 | 0
|  | 937.5259 | 0
|  | 937.7619 | 0
|  | 937.9979 | 0
|  | 938.234 | 0
|  | 938.47 | 0
|  | 938.7061 | 0
|  | 938.9421 | 0
|  | 939.1782 | 0
|  | 939.4143 | 0
|  | 939.6504 | 0
|  | 939.8865 | 0
|  | 940.1226 | 0
|  | 940.3587 | 0
|  | 940.5948 | 0
|  | 940.8309 | 0
|  | 941.067 | 0
|  | 941.3032 | 0
|  | 941.5393 | 0
|  | 941.7755 | 0
|  | 942.0116 | 0
|  | 942.2477 | 0
|  | 942.4839 | 0
|  | 942.72 | 0
|  | 942.9562 | 0
|  | 943.1924 | 0
|  | 943.4286 | 0
|  | 943.6648 | 0
|  | 943.901 | 0
|  | 944.1371 | 0
|  | 944.3734 | 0
|  | 944.6096 | 0
|  | 944.8458 | 0
|  | 945.082 | 0
|  | 945.3182 | 0
|  | 945.5545 | 0
|  | 945.7908 | 0
|  | 946.027 | 0
|  | 946.2632 | 0
|  | 946.4995 | 0
|  | 946.7358 | 0
|  | 946.972 | 0
|  | 947.2083 | 0
|  | 947.4446 | 0
|  | 947.6809 | 0
|  | 947.9172 | 0
|  | 948.1535 | 0
|  | 948.3898 | 0
|  | 948.6262 | 0
|  | 948.8625 | 0
|  | 949.0988 | 0
|  | 949.3351 | 0
|  | 949.5715 | 0
|  | 949.8078 | 0
|  | 950.0441 | 0
|  | 950.2805 | 0
|  | 950.5169 | 0
|  | 950.7532 | 0
|  | 950.9896 | 0
|  | 951.226 | 0
|  | 951.4624 | 0
|  | 951.6988 | 0
|  | 951.9352 | 0
|  | 952.1716 | 0
|  | 952.408 | 0
|  | 952.6444 | 0
|  | 952.8809 | 0
|  | 953.1172 | 0
|  | 953.3537 | 0
|  | 953.5901 | 0
|  | 953.8266 | 0
|  | 954.063 | 0
|  | 954.2995 | 0
|  | 954.536 | 0
|  | 954.7725 | 0
|  | 955.0089 | 0
|  | 955.2454 | 0
|  | 955.4819 | 0
|  | 955.7184 | 0
|  | 955.9549 | 0
|  | 956.1914 | 0
|  | 956.4279 | 0
|  | 956.6644 | 0
|  | 956.9009 | 0
|  | 957.1375 | 0
|  | 957.374 | 0
|  | 957.6106 | 0
|  | 957.8471 | 0
|  | 958.0837 | 0
|  | 958.3203 | 0
|  | 958.5568 | 0
|  | 958.7934 | 0
|  | 959.03 | 0
|  | 959.2665 | 0
|  | 959.5031 | 0
|  | 959.7397 | 0
|  | 959.9763 | 0
|  | 960.213 | 0
|  | 960.4496 | 0
|  | 960.6862 | 0
|  | 960.9228 | 0
|  | 961.1594 | 0
|  | 961.3961 | 0
|  | 961.6327 | 0
|  | 961.8694 | 0
|  | 962.106 | 0
|  | 962.3427 | 0
|  | 962.5793 | 0
|  | 962.816 | 0
|  | 963.0527 | 0
|  | 963.2894 | 0
|  | 963.5261 | 0
|  | 963.7628 | 0
|  | 963.9995 | 0
|  | 964.2362 | 0
|  | 964.4729 | 0
|  | 964.7096 | 0
|  | 964.9464 | 0
|  | 965.183 | 0
|  | 965.4198 | 0
|  | 965.6566 | 0
|  | 965.8933 | 0
|  | 966.1301 | 0
|  | 966.3668 | 0
|  | 966.6036 | 0
|  | 966.8403 | 0
|  | 967.0771 | 0
|  | 967.3139 | 0
|  | 967.5507 | 0
|  | 967.7875 | 0
|  | 968.0243 | 0
|  | 968.2611 | 0
|  | 968.4979 | 0
|  | 968.7347 | 0
|  | 968.9716 | 0
|  | 969.2084 | 0
|  | 969.4453 | 0
|  | 969.6821 | 0
|  | 969.9189 | 0
|  | 970.1558 | 0
|  | 970.3926 | 0
|  | 970.6295 | 0
|  | 970.8664 | 0
|  | 971.1033 | 0
|  | 971.3401 | 0
|  | 971.577 | 0
|  | 971.8139 | 0
|  | 972.0508 | 0
|  | 972.2877 | 0
|  | 972.5247 | 0
|  | 972.7615 | 0
|  | 972.9985 | 0
|  | 973.2354 | 0
|  | 973.4724 | 0
|  | 973.7093 | 0
|  | 973.9462 | 0
|  | 974.1832 | 0
|  | 974.4202 | 0
|  | 974.6571 | 0
|  | 974.8941 | 0
|  | 975.131 | 0
|  | 975.368 | 0
|  | 975.605 | 0
|  | 975.842 | 0
|  | 976.079 | 0
|  | 976.316 | 0
|  | 976.553 | 0
|  | 976.79 | 0
|  | 977.027 | 0
|  | 977.2641 | 0
|  | 977.5011 | 0
|  | 977.7382 | 0
|  | 977.9752 | 0
|  | 978.2123 | 0
|  | 978.4493 | 0
|  | 978.6863 | 0
|  | 978.9235 | 0
|  | 979.1605 | 0
|  | 979.3976 | 0
|  | 979.6346 | 0
|  | 979.8718 | 0
|  | 980.1088 | 0
|  | 980.3459 | 0
|  | 980.5831 | 0
|  | 980.8202 | 0
|  | 981.0573 | 0
|  | 981.2944 | 0
|  | 981.5316 | 0
|  | 981.7687 | 0
|  | 982.0058 | 0
|  | 982.243 | 0
|  | 982.4801 | 0
|  | 982.7173 | 0
|  | 982.9545 | 0
|  | 983.1916 | 0
|  | 983.4288 | 0
|  | 983.666 | 0
|  | 983.9031 | 0
|  | 984.1403 | 0
|  | 984.3776 | 0
|  | 984.6147 | 0
|  | 984.8519 | 0
|  | 985.0892 | 0
|  | 985.3264 | 0
|  | 985.5636 | 0
|  | 985.8008 | 0
|  | 986.0381 | 0
|  | 986.2753 | 0
|  | 986.5126 | 0
|  | 986.7498 | 0
|  | 986.9871 | 0
|  | 987.2244 | 0
|  | 987.4616 | 0
|  | 987.6989 | 0
|  | 987.9362 | 0
|  | 988.1735 | 0
|  | 988.4108 | 0
|  | 988.6481 | 0
|  | 988.8854 | 0
|  | 989.1227 | 0
|  | 989.36 | 0
|  | 989.5973 | 0
|  | 989.8347 | 0
|  | 990.072 | 0
|  | 990.3093 | 0
|  | 990.5466 | 0
|  | 990.784 | 0
|  | 991.0214 | 0
|  | 991.2587 | 0
|  | 991.4961 | 0
|  | 991.7335 | 0
|  | 991.9708 | 0
|  | 992.2082 | 0
|  | 992.4456 | 0
|  | 992.683 | 0
|  | 992.9204 | 0
|  | 993.1578 | 0
|  | 993.3952 | 0
|  | 993.6326 | 0
|  | 993.8701 | 0
|  | 994.1075 | 0
|  | 994.3449 | 0
|  | 994.5823 | 0
|  | 994.8198 | 0
|  | 995.0573 | 0
|  | 995.2947 | 0
|  | 995.5322 | 0
|  | 995.7696 | 0
|  | 996.0071 | 0
|  | 996.2446 | 0
|  | 996.4821 | 0
|  | 996.7195 | 0
|  | 996.957 | 0
|  | 997.1945 | 0
|  | 997.432 | 0
|  | 997.6696 | 0
|  | 997.907 | 0
|  | 998.1446 | 0
|  | 998.3821 | 0
|  | 998.6196 | 0
|  | 998.8572 | 0
|  | 999.0947 | 0
|  | 999.3323 | 0
|  | 999.5698 | 0
|  | 999.8074 | 0
|  | 1000.0449 | 0
|  | 1000.2825 | 0
|  | 1000.5201 | 0
|  | 1000.7577 | 0
|  | 1000.9952 | 0
|  | 1001.2328 | 0
|  | 1001.4705 | 0
|  | 1001.7081 | 0
|  | 1001.9457 | 0
|  | 1002.1833 | 0
|  | 1002.4209 | 0
|  | 1002.6585 | 0
|  | 1002.8962 | 0
|  | 1003.1338 | 0
|  | 1003.3714 | 0
|  | 1003.6091 | 0
|  | 1003.8467 | 0
|  | 1004.0844 | 0
|  | 1004.322 | 0
|  | 1004.5597 | 0
|  | 1004.7974 | 0
|  | 1005.0351 | 0
|  | 1005.2728 | 0
|  | 1005.5104 | 0
|  | 1005.7482 | 0
|  | 1005.9858 | 0
|  | 1006.2236 | 0
|  | 1006.4612 | 0
|  | 1006.699 | 0
|  | 1006.9367 | 0
|  | 1007.1744 | 0
|  | 1007.4122 | 0
|  | 1007.6499 | 0
|  | 1007.8876 | 0
|  | 1008.1254 | 0
|  | 1008.3632 | 0
|  | 1008.6009 | 0
|  | 1008.8387 | 0
|  | 1009.0765 | 0
|  | 1009.3142 | 0
|  | 1009.552 | 0
|  | 1009.7898 | 0
|  | 1010.0276 | 0
|  | 1010.2654 | 0
|  | 1010.5032 | 0
|  | 1010.741 | 0
|  | 1010.9788 | 0
|  | 1011.2166 | 0